## How To
Bid Form Instructions
What is a Bid Form?
Bid form is an addendum to Exhibit C- Budget format. However unlike Exhibit C, the Bid Form is in Uniformat.
The purpose of providing the CM/GC a format for the project budget is to allow easy comparison from one phase of design and construction to the next as well as easy comparison of estimates from others.
As mentioned above the budget format shall conform to the Uniformat and shall have as much detail as the information and time allows.
How to use the Bid Form?
The Bid form consists of four sections- Project information, Uniformat WBS, Overheads & Contingencies and Uniformat WBS key.
Project information:
This section includes basic information about the project such as Project Title, Project type, Project Area, Date of submission etc.
Uniformat WBS:
This section consists of Uniformat WBS up to level 5. At the time of estimating please add quantity and cost for items only pertaining to the specified project.
Unused line items can be left blank.
If an item is not already in the Bid Form, please refer to the Key tab. The Key tab has a comprehensive list of level 5 line items.
Overhead & Contingencies
This section is located at the bottom of the Bid Form and it calculates the general conditions, profit, overhead, contingency etc. For adding the cost here you need to add percentage in column E and the cost will get updated based on total construction cost from above.
Uniformat WBS Key
This is a comprehensive list of level 5 WBS.
If an item is not already in the Bid Form, please refer to the Key tab.
After opening the Key Tab, search for the item to add as part of the bid.
If the exact item does not exist, then select the closest similar category and copy the cost code & description.
Paste the cost code & description in the Bid Form under relevant category; add quantity and cost for the item.
E.g. To add cost for replacing an exterior window for a project (assuming windows are not part of the current Bid Form), open the Key tab, search for window, select the correct type of window, copy the cost code & description and paste it under B Shell (as exterior windows are part of the shell) and add quantity and unit cost for the window.
After completing the Bid Form, please send a digital copy to XYZ@facilities.gatech.edu with any applicable supporting documents.

## Bid Form Int renovation
BID FORM: RENOVATION PROJECTS |  | "XYZ LEVEL" BID FOR GEORGIA TECH "PROJECT NAME"
COMPANY INFORMATION
Company Name
Estimate Prepared by
Contact Information Phone & Email
PROJECT INFORMATION
Project Title
Project Number
Building Name
Building Number
Project type |  | Renovation
Building Type |  | Academic
Estimate Level |  | Lump Sump
Area (GSF) |  | 1000
Date of submission |  | 2017-12-18
COST ESTIMATE
| DEFINITION | QUANTITY DEFINITION | QUANTITY | UOM | COST | UNIT COST | NOTES / COMMENTS
A SUBSTRUCTURE |  |  |  |  | 0
A1010 STANDARD FOUNDATIONS |  |  |  |  | 0 |  |  | Retail
A101001 | WALL FOUNDATIONS | Quantity of concrete for footings and/or wall foundations |  | CY |  | #DIV/0! |  | Dining
A101002 | COLUMN FOUNDATIONS & PILE CAPS | Quantity of concrete for footings, pile caps and/or piers |  | CY |  | #DIV/0! |  | Housing / Dormitory
A101003 | DEWATERING | Dewatered area |  | SF |  | #DIV/0! |  | Warehouse
A101090 | OTHER STANDARD FOUNDATIONS |  |  | XX |  | #DIV/0! |  | Recreation
A1020 SPECIAL FOUNDATIONS |  |  |  |  | 0 |  |  | Healthcare
A102001 | PILE FOUNDATIONS | Footprint area at grade |  | SF |  | #DIV/0! |  | Athletics
A102002 | CAISSONS | Footprint area at grade |  | SF |  | #DIV/0! |  | Parking structure
A102003 | UNDERPINNING | Length of underpinning |  | LF |  | #DIV/0! |  | Surface parking
A102004 | DEWATERING | Dewatered area |  | SF |  | #DIV/0! |  | Landscaping
A102005 | RAFT FOUNDATIONS | Quantity of concrete for raft foundation |  | CY |  | #DIV/0! |  | Hardscape
A102006 | PRESSURE INJECTED GROUTING | Footprint area at grade |  | SF |  | #DIV/0! |  | Labs
A102090 | OTHER SPECIAL FOUNDATIONS |  |  | XX |  | #DIV/0! |  | Server rooms
A1030 SLAB ON GRADE |  |  |  |  | 0
A103001A | STANDARD SLAB ON GRADE - 4" THK | Area of slab |  | SF |  | #DIV/0!
A103001B | STANDARD SLAB ON GRADE - 6" THK | Area of slab |  | SF |  | #DIV/0!
A103001C | STANDARD SLAB ON GRADE - 8" THK | Area of slab |  | SF |  | #DIV/0!
A103002A | STRUCTURAL SLAB ON GRADE - 8" THK | Area of slab |  | SF |  | #DIV/0!
A103002B | STRUCTURAL SLAB ON GRADE - 10" THK | Area of slab |  | SF |  | #DIV/0!
A103003 | TRENCHES | Length of trench |  | LF |  | #DIV/0!
A103004 | PITS AND BASES | Number of pits and bases |  | EA |  | #DIV/0!
A103005 | FOUNDATION DRAINAGE | Length of foundation |  | LF |  | #DIV/0!
A103090 | OTHER LOWEST FLOOR CONSTRUCTION |  |  | XX |  | #DIV/0!
A2010 BASEMENT EXCAVATION |  |  |  |  | 0
A201001 | EXCAVATION FOR BASEMENTS | Volume of excavation |  | CY |  | #DIV/0!
A201002 | STRUCTURE BACKFILL & COMPACTION | Volume of backfill |  | CY |  | #DIV/0!
A201003 | SHORING | Shoring contact area |  | SF |  | #DIV/0!
A201090 | OTHER BASEMENT EXCAVATION |  |  | XX |  | #DIV/0!
A2020 BASEMENT WALLS |  |  |  |  | 0
A202001 | BASEMENT WALL CONSTRUCTION | Area of wall |  | SF |  | #DIV/0!
A202002 | MOISTURE PROTECTION | Area of wall moisture protection |  | SF |  | #DIV/0!
A202003 | BASEMENT WALL INSULATION | Area of wall insulation |  | SF |  | #DIV/0!
A202090 | OTHER BASEMENT WALLS |  |  | XX |  | #DIV/0!
B SHELL |  |  |  |  | 0
B1010 FLOOR CONSTRUCTION |  |  |  |  | 0
B101001A | STRUCTURAL FRAME - WOOD |  |  | MBF |  | #DIV/0!
B101001B | STRUCTURAL FRAME - CONCRETE |  |  | CY |  | #DIV/0!
B101001C | STRUCTURAL FRAME - STEEL |  |  | TONS |  | #DIV/0!
B101002 | STRUCTURAL INTERIOR WALLS | Area of wall |  | SF |  | #DIV/0!
B101003 | FLOOR DECKS AND SLABS | Area of supported floors |  | SF |  | #DIV/0!
B101004 | INCLINED AND STEPPED FLOORS | Area of inclined & stepped floors |  | SF |  | #DIV/0!
B101005 | BALCONY CONSTRUCTION | Area of supported balconies |  | SF |  | #DIV/0!
B101006 | RAMPS | Area of supported ramps |  | SF |  | #DIV/0!
B101007 | FLOOR RACEWAY SYSTEMS | Gross floor area |  | SF |  | #DIV/0!
B101090 | OTHER FLOOR CONSTRUCTION |  |  | XX |  | #DIV/0!
B1020 ROOF CONSTRUCTION |  |  |  |  | 0
B102001A | STRUCTURAL FRAME - WOOD |  |  | MBF |  | #DIV/0!
B102001 | STRUCTURAL FRAME - CONCRETE |  |  | CY |  | #DIV/0!
B102001 | STRUCTURAL FRAME - STEEL |  |  | TONS |  | #DIV/0!
B102002 | STRUCTURAL INTERIOR WALLS | Area of walls |  | SF |  | #DIV/0!
B102003 | ROOF DECKS AND SLABS | Area of supported roof |  | SF |  | #DIV/0!
B102004 | CANOPIES | Area of supported canopies |  | SF |  | #DIV/0!
B102090 | OTHER ROOF CONSTRUCTION | Area of supported roof |  | SF |  | #DIV/0!
B2010 EXTERIOR WALLS |  |  |  |  | 0
B201001A | EXTERIOR CLOSURE - BRICK | Area of brick at exterior wall |  | SF |  | #DIV/0!
B201001B | EXTERIOR CLOSURE - METAL PANEL | Area of metal panel at ext wall |  | SF |  | #DIV/0!
B201001C | EXTERIOR CLOSURE - WOOD PANEL | Area of wood panel at ext wall |  | SF |  | #DIV/0!
B201001C | EXTERIOR CLOSURE - EFIS | Area of efis at exterior wall |  | SF |  | #DIV/0!
B201002A | EXTERIOR WALL BACKUP CONST - CMU | Area of backup walls |  | SF |  | #DIV/0!
B201002B | EXTERIOR WALL BACKUP CONST - METAL STUD | Area of backup walls |  | SF |  | #DIV/0!
B201003 | INSULATION & VAPOR RETARDER | Area of insulation |  | SF |  | #DIV/0!
B201004 | PARAPETS | Length of parapets |  | LF |  | #DIV/0!
B201005 | EXTERIOR LOUVERS & SCREENS | Area of louvers and screens |  | SF |  | #DIV/0!
B201006 | BALCONY WALLS & HANDRAILS | Length of walls and handrails |  | LF |  | #DIV/0!
B201007 | EXTERIOR SOFFITS | Area of soffits |  | SF |  | #DIV/0!
B201008 | FLASHING | Area of flashings |  | SF |  | #DIV/0!
B201009 | EXTERIOR PAINTING AND SPECIAL COATINGS | Area of exterior coatings |  | SF |  | #DIV/0!
B201010 | EXTERIOR JOINT SEALANT | Length of sealants |  | LF |  | #DIV/0!
B201011 | SUN CONTROL DEVICES | Area of sun control devices |  | SF |  | #DIV/0!
B201012 | SCREEN WALLS | Length of screen wall |  | LF |  | #DIV/0!
B201090 | OTHER EXTERIOR WALLS |  |  | XX |  | #DIV/0!
B2020 EXTERIOR WINDOWS |  |  |  |  | 0
B202001 | WINDOWS | Area of windows |  | SF |  | #DIV/0!
B20200101 | Aluminum windows |  |  | SF |  | #DIV/0!
B20200102 | Aluminum impact resistant window |  |  | SF |  | #DIV/0!
B20200103 | Steel Window |  |  | SF |  | #DIV/0!
B20200104 | Basement utility window |  |  | SF |  | #DIV/0!
B20200105 | Plain wood window |  |  | SF |  | #DIV/0!
B20200106 | Metal clad wood window |  |  | SF |  | #DIV/0!
B20200107 | Plastic clad wood window |  |  | SF |  | #DIV/0!
B202002 | STOREFRONTS | Area of storefronts |  | SF |  | #DIV/0!
B20200201 | Aluminum framed store front |  |  | SF |  | #DIV/0!
B20200202 | Aluminum framed entrance door & frame |  |  | Opng |  | #DIV/0!
B20200203 | Other Storefronts accessories |  |  | XX |  | #DIV/0!
B202003 | CURTAIN WALLS | Area of curtain walls |  | SF |  | #DIV/0!
B202004 | EXTERIOR GLAZING | Area of Glazing |  | SF |  | #DIV/0!
B202090 | OTHER EXTERIOR WINDOWS |  |  | XX |  | #DIV/0!
B2030 EXTERIOR DOORS |  |  |  |  | 0
B203001 | SOLID DOORS | Number of doors |  | EA |  | #DIV/0!
B203002 | GLAZED DOORS | Number of doors |  | EA |  | #DIV/0!
B203003 | REVOLVING DOORS | Number of doors |  | EA |  | #DIV/0!
B203004 | OVERHEAD AND ROLL-UP DOORS | Area of doors |  | SF |  | #DIV/0!
B203005 | HANGAR DOORS | Area of doors |  | SF |  | #DIV/0!
B203006 | BLAST RESISTANT DOORS | Area of doors |  | SF |  | #DIV/0!
B203007 | GATES | Area of doors |  | SF |  | #DIV/0!
B203008 | EXTERIOR DOOR HARDWARE | Number of doors |  | EA |  | #DIV/0!
B203090 | OTHER EXTERIOR SPECIALTY DOORS |  |  | XX |  | #DIV/0!
B203091 | OTHER EXTERIOR PERSONNEL DOORS |  |  | XX |  | #DIV/0!
B3010 ROOF COVERINGS |  |  |  |  | 0
B301001A | STEEP SLOPE ROOF SYSTEMS - STANDING SEAM | Area of roof covering |  | SF |  | #DIV/0!
B301001B | STEEP SLOPE ROOF SYSTEMS - SHINGLES | Area of roof covering |  | SF |  | #DIV/0!
B301001C | STEEP SLOPE ROOF SYSTEMS - OTHER | Area of roof covering |  | SF |  | #DIV/0!
B301002A | LOW SLOPE ROOF SYSTEMS - TPO | Area of topping or membrane |  | SF |  | #DIV/0!
B301002B | LOW SLOPE ROOF SYSTEMS - FIBREGLASS | Area of topping or membrane |  | SF |  | #DIV/0!
B301002C | LOW SLOPE ROOF SYSTEMS - MODIFIED BITUMEN | Area of topping or membrane |  | SF |  | #DIV/0!
B301002D | LOW SLOPE ROOF SYSTEMS - OTHER | Area of topping or membrane |  | SF |  | #DIV/0!
B301003 | ROOF INSULATION & FILL | Area of insulation |  | SF |  | #DIV/0!
B301004 | FLASHINGS & TRIM | Area of flashings |  | SF |  | #DIV/0!
B301005 | GUTTERS & DOWNSPOUTS | Length of gutters and downspouts |  | LF |  | #DIV/0!
B301006 | ROOF OPENINGS AND SUPPORTS | Area of openings |  | SF |  | #DIV/0!
B301090 | OTHER ROOFING |  |  | XX |  | #DIV/0!
C INTERIORS |  |  |  |  | 0
C1010 PARTITIONS |  |  |  |  | 0
C101001 | FIXED PARTITIONS | Area of fixed partition walls |  | SF |  | #DIV/0!
C101002 | DEMOUNTABLE PARTITIONS | Area of partitions |  | SF |  | #DIV/0!
C101003 | RETRACTABLE PARTITIONS | Area of partitions |  | SF |  | #DIV/0!
C101004 | INTERIOR GUARDRAILS & SCREENS | Length of balustrades & screens |  | LF |  | #DIV/0!
C101005 | INTERIOR WINDOWS | Area of windows |  | SF |  | #DIV/0!
C101006 | GLAZED PARTITIONS & STOREFRONTS | Area of partitions and storefronts |  | SF |  | #DIV/0!
C101007 | INTERIOR GLAZING | Area of interior glazing |  | SF |  | #DIV/0!
C101008 | INTERIOR JOINT SEALANT | Length of sealants |  | LF |  | #DIV/0!
C101090 | OTHER PARTITIONS |  |  | XX |  | #DIV/0!
C1020 INTERIOR DOORS |  |  |  |  | 0
C102001 | STANDARD INTERIOR DOORS | Number of leaves |  | LEF |  | #DIV/0!
C102002 | GLAZED INTERIOR DOORS | Number of leaves |  | LEF |  | #DIV/0!
C102003 | FIRE DOORS | Number of leaves |  | LEF |  | #DIV/0!
C102004 | SLIDING & FOLDING DOORS | Area of sliding or folding door |  | SF |  | #DIV/0!
C102007 | INTERIOR DOOR HARDWARE | Number of doors |  | EA |  | #DIV/0!
C10200701 | CARD KEY ACCESS CONTROL HARDWARE | Number of Hardware |  | EA |  | #DIV/0!
C10200702 | KEYPAD ACCESS CONTROL HARDWARE | Number of Hardware |  | EA |  | #DIV/0!
C10200703 | BIOMETRIC ACCESS CONTROL HARDWARE | Number of Hardware |  | EA |  | #DIV/0!
C10200704 | STANDARD DOOR HARDWARE WITH LOCKSET | Number of Hardware |  | EA |  | #DIV/0!
C10200705 | SANDARD DOOR HARDWARE WITH LOCKSET | Number of Hardware |  | EA |  | #DIV/0!
C10200706 | OTHER DOOR HARDWARE |  |  | XX |  | #DIV/0!
C102090 | OTHER INTERIOR SPECIALTY DOORS |  |  | XX |  | #DIV/0!
C102091 | OTHER INTERIOR PERSONNEL DOORS |  |  | XX |  | #DIV/0!
C1030 SPECIALTIES |  |  |  |  | 0
C103003 | MARKER BOARDS & TACK BOARDS | Each Board |  | EA |  | #DIV/0!
C10300301 | ELECTRONIC MARKER BOARDS | Each Board |  | EA |  | #DIV/0!
C10300302 | PORCELAIN/GLASS FINISH MARKER BOARDS | Each Board |  | EA |  | #DIV/0!
C10300303 | MAGNETIC CONTROL BOARDS | Each Board |  | EA |  | #DIV/0!
C10300304 | FIXED TACK BOARDS | Each Board |  | EA |  | #DIV/0!
C10300305 | OTHER VISUAL DISPLAY ITEMS |  |  | XX |  | #DIV/0!
C103004 | IDENTIFYING DEVICES | Number of identifying devices |  | EA |  | #DIV/0!
C10300403 | DOOR SIGNS | Number of signs |  | EA |  | #DIV/0!
C10300404 | WAYFINDING SIGNS | Number of signs |  | EA |  | #DIV/0!
C10300407 | OTHER IDENTIFYING DEVICES |  |  | XX |  | #DIV/0!
C103006 | SHELVING | Length of shelving |  | LF |  | #DIV/0!
C10300601 | META LINDUSTRIAL SHELVING | Length of shelving |  | LF |  | #DIV/0!
C10300603 | WIRE RACK SHELVING | Length of shelving |  | LF |  | #DIV/0!
C10300604 | OTHER SHELVING | Length of shelving |  | XX |  | #DIV/0!
C103007 | FIRE EXTINGUISHER CABINETS | Number of cabinets |  | EA |  | #DIV/0!
C10300703 | FIRE EQUIPMENT CABINETS, PORTABLE EXTINGUISHER, STEEL BOX ETC. | Number of cabinets |  | EA |  | #DIV/0!
C10300704 | OTHER FIRE EQUIPMENT CABINETS |  |  | EA |  | #DIV/0!
C103008 | COUNTERS | Length of counters |  | LF |  | #DIV/0!
C10300801 | STAINLESS STEEL COUNTERTOPS | Length of counters |  | LF |  | #DIV/0!
C10300803 | PLASTIC LAMINATED COUNTERTOPS | Length of counters |  | LF |  | #DIV/0!
C10300805 | GRANITE COUNTERTOPS | Length of counters |  | LF |  | #DIV/0!
C10300806 | EPOXY RESIN COUNTERTOPS | Length of counters |  | LF |  | #DIV/0!
C10300807 | OTHER COUNTERTOPS |  |  | LF |  | #DIV/0!
C103009 | CABINETS | Length of cabinets |  | LF |  | #DIV/0!
C10300901 | WOOD BASE CABINETS | Length of cabinets |  | LF |  | #DIV/0!
C10300902 | WOOD WALL CABINETS | Length of cabinets |  | LF |  | #DIV/0!
C10300903 | COMMERCIAL KITCHEN CABINETS | Length of cabinets |  | LF |  | #DIV/0!
C10300904 | DISPLAY CABINETS | Length of cabinets |  | LF |  | #DIV/0!
C10300905 | METAL LABORATORY CABINETS | Length of cabinets |  | LF |  | #DIV/0!
C10300906 | EDUCATIONAL CABINETS | Length of cabinets |  | LF |  | #DIV/0!
C10300907 | KEY CABINETS | Length of cabinets |  | LF |  | #DIV/0!
C10300908 | FILING CABINETS | Length of cabinets |  | LF |  | #DIV/0!
C10300909 | OTHER CABINETS |  |  | XX |  | #DIV/0!
C103010 | CASEWORK | Length of casework |  | LF |  | #DIV/0!
C103011 | CLOSETS | Length of closets |  | LF |  | #DIV/0!
C103012 | FIRESTOPPING PENETRATIONS | Each Penetration |  | EA |  | #DIV/0!
C103013 | SPRAYED FIRE-RESISTIVE MATERIALS | Area of coverage |  | SF |  | #DIV/0!
C103015 | ORNAMENTAL METALWORK | Number of metalwork items |  | EA |  | #DIV/0!
C103090 | OTHER INTERIOR SPECIALTIES | Number of specialty items |  | EA |  | #DIV/0!
C10309001 | COAT RACK | Number of coatracks |  | EA |  | #DIV/0!
C10309002 | CORNER GUARD | Length of corner guard |  | LF |  | #DIV/0!
C10309003 | PROTECTIVE WALL COVERING | Area of wall coverings |  | SF |  | #DIV/0!
C10309004 | DOOR AND FRAME PROTECTOR | Number of protectors |  | EA |  | #DIV/0!
C3010 WALL FINISHES |  |  |  |  | 0
C301003 | GYPSUM WALLBOARD FINISHES | Area of finished walls |  | SF |  | #DIV/0!
C301004 | TILE & TERRAZZO WALL FINISHES | Area of finished walls |  | SF |  | #DIV/0!
C301005 | WALL COVERINGS | Area of wall coverings |  | SF |  | #DIV/0!
C301090 | OTHER WALL FINISHES |  |  | XX |  | #DIV/0!
C3020 FLOOR FINISHES |  |  |  |  | 0
C302001 | TILE FLOOR FINISHES | Area of tile floors |  | SF |  | #DIV/0!
C302003 | WOOD FLOORING | Area of wood floors |  | SF |  | #DIV/0!
C302004 | RESILIENT FLOOR FINISHES | Area of resilient floors |  | SF |  | #DIV/0!
C302005 | CARPETING | Area of carpeting |  | SF |  | #DIV/0!
C302006 | MASONRY & STONE FLOORING | Area of masonry or stone flooring |  | SF |  | #DIV/0!
C302007 | WALL BASE FINISHES | Length of wall base |  | LF |  | #DIV/0!
C302009 | FLOOR TOPPINGS AND TRAFFIC MEMBRANES | Area of coverage |  | SF |  | #DIV/0!
C302010 | HARDENERS AND SEALERS | Area of coverage |  | SF |  | #DIV/0!
C302011 | RAISED ACCESS FLOORING | Area of special flooring |  | SF |  | #DIV/0!
C302090 | OTHER FLOORING & FLOOR FINISHES |  |  | XX |  | #DIV/0!
C3030 CEILING FINISHES |  |  |  |  | 0
C303001 | ACOUSTICAL CEILING TILES & PANELS | Area of acoustical ceilings |  | SF |  | #DIV/0!
C303002 | GYPSUM WALLBOARD CEILING FINISHES | Area of gypsum ceilings |  | SF |  | #DIV/0!
C303005 | SUSPENSIONS SYSTEMS | Area of suspension system |  | SF |  | #DIV/0!
C303090 | OTHER CEILING & CEILING FINISHES |  |  | XX |  | #DIV/0!
C3040 INTERIOR COATINGS AND SPECIAL FINISHES |  |  |  |  | 0
C304001 | GENERAL REQUIREMENTS | Area of coatings and finishes |  | SF |  | #DIV/0!
C304006 | GYPSUM WALLBOARD FINISHES | Area of gypsum wallboard coatings |  | SF |  | #DIV/0!
C304007 | SPECIAL COATINGS ON WALLS | Area of special wall coatings |  | SF |  | #DIV/0!
D SERVICES |  |  |  |  | 0
D2010 PLUMBING FIXTURES |  |  |  |  | 0
D201001 | WATERCLOSETS | Number of fixtures |  | EA |  | #DIV/0!
D201002 | URINALS | Number of fixtures |  | EA |  | #DIV/0!
D201003 | LAVATORIES | Number of fixtures |  | EA |  | #DIV/0!
D201004 | SINKS | Number of fixtures |  | EA |  | #DIV/0!
D201005 | SHOWERS | Number of fixtures |  | EA |  | #DIV/0!
D201006 | TUBS | Number of fixtures |  | EA |  | #DIV/0!
D201007 | DRINKING FOUNTAINS & COOLERS | Number of fixtures |  | EA |  | #DIV/0!
D201008 | EMERGENCY EYE WASH | Number of fixtures |  | EA |  | #DIV/0!
D201090 | EMERGENCY FIXTURES |  |  | XX |  | #DIV/0!
D2020 DOMESTIC WATER DISTRIBUTION |  |  |  |  | 0
D202001 | PIPES & FITTINGS | Number of fixtures |  | EA |  | #DIV/0!
D202002 | VALVES & HYDRANTS | Number of valves and hydrants |  | EA |  | #DIV/0!
D202003 | DOMESTIC WATER EQUIPMENT | Number of fixtures |  | EA |  | #DIV/0!
D202004 | INSULATION & IDENTIFICATION | Number of fixtures |  | EA |  | #DIV/0!
D202005 | SPECIALTIES | Pieces of equipment |  | EA |  | #DIV/0!
D202090 | OTHER DOMESTIC WATER SUPPLY |  |  | XX |  | #DIV/0!
D2030 SANITARY WASTE |  |  |  |  | 0
D203001 | WASTE PIPE & FITTINGS | Number of fixtures |  | EA |  | #DIV/0!
D203002 | VENT PIPE & FITTINGS | Number of fixtures |  | EA |  | #DIV/0!
D203003 | FLOOR DRAINS | Number of floor drains |  | EA |  | #DIV/0!
D203004 | SANITARY AND VENT EQUIPMENT | Number of fixtures |  | EA |  | #DIV/0!
D203005 | INSULATION & IDENTIFICATION | Number of fixtures |  | EA |  | #DIV/0!
D203090 | OTHER SANITARY WASTE |  |  | XX |  | #DIV/0!
D2090 OTHER PLUMBING SYSTEMS |  |  |  |  | 0
D209001 | SPECIAL PIPING SYSTEMS | Number of special fixtures, interceptors, etc. |  | EA |  | #DIV/0!
D209002 | ACID WASTE SYSTEMS | Number of special fixtures, interceptors, etc. |  | EA |  | #DIV/0!
D209003 | INTERCEPTORS | Number of interceptors |  | EA |  | #DIV/0!
D209005 | COMPRESSED AIR SYSTEM (NON-BREATHING) | Pounds per square inch |  | PSI |  | #DIV/0!
D209090 | OTHER SPECIAL PLUMBING SYSTEMS |  |  | XX |  | #DIV/0!
D3020 HEAT GENERATING SYSTEMS |  |  |  |  | 0
D302004 | AUXILIARY EQUIPMENT | Power |  | MBH |  | #DIV/0!
D302005 | EQUIPMENT THERMAL INSULATION | Area of insulation |  | SF |  | #DIV/0!
D302090 | OTHER HEAT GENERATING SYSTEMS |  |  | XX |  | #DIV/0!
D3030 COOLING GENERATING SYSTEMS |  |  |  |  | 0
D303001 | CHILLED WATER SYSTEMS | Power |  | TON |  | #DIV/0!
D303002 | DIRECT EXPANSION SYSTEMS | Power |  | TON |  | #DIV/0!
D303090 | OTHER COOLING GENERATING SYSTEMS |  |  | XX |  | #DIV/0!
D3040 DISTRIBUTION SYSTEMS |  |  |  |  | 0
D304001 | AIR DISTRIBUTION, HEATING & COOLING | Volume of air flow |  | MCFM |  | #DIV/0!
D304002 | STEAM DISTRIBUTION SYSTEMS | Power |  | MBH |  | #DIV/0!
D304003 | HOT WATER DISTRIBUTION SYSTEMS | Power |  | MBH |  | #DIV/0!
D304004 | CHANGE OVER DISTRIBUTION SYSTEMS | Power |  | MBH |  | #DIV/0!
D304005 | GLYCOL DISTRIBUTION SYSTEMS | Power |  | MBH |  | #DIV/0!
D304006 | CHILLED WATER DISTRIBUTION SYSTEMS | Power |  | TON |  | #DIV/0!
D304007 | EXHAUST SYSTEMS | Volume of air flow |  | MCF |  | #DIV/0!
D304008 | AIR HANDLING UNITS | Volume of air flow |  | MCFM |  | #DIV/0!
D304090 | OTHER DISTRIBUTION SYSTEMS |  |  | XX |  | #DIV/0!
D3050 TERMINAL & PACKAGE UNITS |  |  |  |  | 0
D305001 | UNIT VENTILATORS | Number of units |  | EA |  | #DIV/0!
D305002 | UNIT HEATERS | Number of units |  | EA |  | #DIV/0!
D305003 | FAN COIL UNITS | Number of units |  | EA |  | #DIV/0!
D305005 | ELECTRIC HEATING | Number of units |  | EA |  | #DIV/0!
D305006 | PACKAGE UNITS | Number of units |  | EA |  | #DIV/0!
D305090 | OTHER TERMINAL & PACKAGE UNITS |  |  | XX |  | #DIV/0!
D3060 CONTROLS & INSTRUMENTATION |  | Power |  | MBH |  | #DIV/0!
D3070 SYSTEMS TESTING & BALANCING |  |  |  |  | 0
D3090 OTHER HVAC SYSTEMS AND EQUIPMENT |  | Number of special mechanical systems |  | EA |  | #DIV/0!
D4040 SPRINKLERS |  |  |  |  | 0
D404001 | SPRINKLERS AND RELEASING DEVICES | Number of sprinkler heads |  | EA |  | #DIV/0!
D404002 | SPRINKLER WATER SUPPLY EQUIPMENT AND PIPING | Number of sprinkler heads |  | EA |  | #DIV/0!
D4090 OTHER FIRE PROTECTION SYSTEMS |  | Each system |  | EA |  | #DIV/0!
D5010 ELECTRICAL SERVICE & DISTRIBUTION |  |  |  |  | 0
D501003 | INTERIOR DISTRIBUTION TRANSFORMERS | Gross floor area |  | KVA |  | #DIV/0!
D501004 | PANELBOARDS | Gross floor area |  | AMP |  | #DIV/0!
D501005 | ENCLOSED CIRCUIT BREAKERS | Gross floor area |  | AMP |  | #DIV/0!
D501006 | MOTOR CONTROL CENTERS | Gross floor area |  | AMP |  | #DIV/0!
D501090 | OTHER SERVICE AND DISTRIBUTION |  |  | XX |  | #DIV/0!
D5020 LIGHTING & BRANCH WIRING |  |  |  |  | 0
D502001 | BRANCH WIRING | Floor area |  | SF |  | #DIV/0!
D502002 | LIGHTING EQUIPMENT | Per Fixture |  | EA |  | #DIV/0!
D502090 | OTHER LIGHTING AND BRANCH WIRING |  |  | XX |  | #DIV/0!
D5030 LOW VOLTAGE & SECURITY |  |  |  |  | 0
D503001 | TELECOMMUNICATIONS SYSTEMS | Number of outlets |  | EA |  | #DIV/0!
D503003 | INTERCOMMUNICATIONS SYSTEMS | Number of stations |  | EA |  | #DIV/0!
D503005 | SECURITY SYSTEMS | Floor area |  | SF |  | #DIV/0!
D503006 | AV SYSTEMS | Floor area |  | SF |  | #DIV/0!
D503090 | OTHER COMMUNICATIONS & ALARM SYSTEMS |  |  | XX |  | #DIV/0!
D5040 FIRE ALARM AND DETECTION SYSTEMS |  |  |  |  | 0
D504001 | FIRE ALARM DISTRIBUTION | Gross floor area |  | SF |  | #DIV/0!
D504002 | FIRE ALARM DEVICES | Number of devices |  | EA |  | #DIV/0!
D5090 OTHER ELECTRICAL SERVICES |  |  |  |  | 0
D509001 | GENERAL CONSTRUCTION ITEMS (ELECTRICAL) | Gross Floor area |  | SF |  | #DIV/0!
D509002 | EMERGENCY LIGHTING & POWER | Gross Floor area |  | SF |  | #DIV/0!
D509003 | GROUNDING SYSTEMS | Gross Floor area |  | SF |  | #DIV/0!
D509004 | LIGHTNING PROTECTION | Gross Floor area |  | SF |  | #DIV/0!
D509005 | ELECTRIC HEATING | Gross Floor area |  | SF |  | #DIV/0!
D509006 | ENERGY MANAGEMENT CONTROL SYSTEM | Gross Floor area |  | SF |  | #DIV/0!
D509090 | OTHER SPECIAL SYSTEMS AND DEVICES |  |  | XX |  | #DIV/0!
E EQUIPMENT & FURNISHINGS |  |  |  |  | 0
E1020 INSTITUTIONAL EQUIPMENT |  |  |  |  | 0
E102003 | LABORATORY EQUIPMENT | Pieces of equipment |  | EA |  | #DIV/0!
E102005 | AUDITORIUM & STAGE EQUIPMENT | Pieces of equipment |  | EA |  | #DIV/0!
E102006 | LIBRARY EQUIPMENT | Pieces of equipment |  | EA |  | #DIV/0!
E1090 OTHER EQUIPMENT |  |  |  |  | 0
E2010 FIXED FURNISHINGS | [5 empty] | #DIV/0!
E201002 | WINDOW TREATMENTS | Area of window treatment |  | SF |  | #DIV/0!
E201003 | SEATING (FIXED) | Number of seats |  | EA |  | #DIV/0!
F SPECIAL CONSTRUCTION & DEMOLITION |  |  |  |  | 0
F20 BUILDING DEMOLITION |  |  |  |  | 0
F2010 NON HAZARDOUS DEMOLITION |  | SF of demo area |  | SF |  | #DIV/0!
F2020 HAZARDOUS COMPONENTS DEMOLITION AND ABATEMENT |  | SF of demo area |  | SF |  | #DIV/0!
F2030 SELECTIVE DEMOLITION |  | SF of demo area |  | SF |  | #DIV/0!
F2040 TOTAL DEMOLITION |  | SF of demo area |  | SF |  | #DIV/0!
SUBTOTAL |  |  |  |  | 0
%
Contingency |  |  |  | 3% | 0
General Conditions - Direct Field Cost (including Taxes, Labor Burden) |  |  |  | 10% | 0
General Conditions - Office Support (including Taxes, Labor Burden) |  |  |  | 4% | 0
Insurance |  |  |  | 2% | 0
Bonds |  |  |  | 1% | 0
Profit |  |  |  | 7.5% | 0
A&E Fees (DB Projects only) |  |  |  | 6% | 0
Permit Fees |  |  |  | 6% | 0
Note: Update percentages for soft cost listed above and the cost will update itself.
Total Project cost |  |  |  |  | 0

## Data (hidden)
Project type | Building Type
New construction | Offices
Renovation | Academic
Maintainance | Housing
Supporting Facilities
Athletic Facilities
Site
Parking

## Key
WBS Key for the Bid Form
Cost code | Definition | Quantity Definition | UOM
A SUBSTRUCTURE
A1010 STANDARD FOUNDATIONS
A101001 | WALL FOUNDATIONS | Quantity of concrete for footings and/or wall foundations | CY
A101002 | COLUMN FOUNDATIONS & PILE CAPS | Quantity of concrete for footings, pile caps and/or piers | CY
A101003 | DEWATERING | Dewatered area | SF
A101090 | OTHER STANDARD FOUNDATIONS |  | XX
A1020 SPECIAL FOUNDATIONS
A102001 | PILE FOUNDATIONS | Footprint area at grade | SF
A102002 | CAISSONS | Footprint area at grade | SF
A102003 | UNDERPINNING | Length of underpinning | LF
A102004 | DEWATERING | Dewatered area | SF
A102005 | RAFT FOUNDATIONS | Quantity of concrete for raft foundation | CY
A102006 | PRESSURE INJECTED GROUTING | Footprint area at grade | SF
A102090 | OTHER SPECIAL FOUNDATIONS |  | XX
A1030 SLAB ON GRADE
A103001A | STANDARD SLAB ON GRADE - 4" THK | Area of slab | SF
A103001B | STANDARD SLAB ON GRADE - 6" THK | Area of slab | SF
A103001C | STANDARD SLAB ON GRADE - 8" THK | Area of slab | SF
A103002A | STRUCTURAL SLAB ON GRADE - 8" THK | Area of slab | SF
A103002B | STRUCTURAL SLAB ON GRADE - 10" THK | Area of slab | SF
A103003 | TRENCHES | Length of trench | LF
A103004 | PITS AND BASES | Number of pits and bases | EA
A103005 | FOUNDATION DRAINAGE | Length of foundation | LF
A103090 | OTHER LOWEST FLOOR CONSTRUCTION |  | XX
A2010 BASEMENT EXCAVATION
A201001 | EXCAVATION FOR BASEMENTS | Volume of excavation | CY
A201002 | STRUCTURE BACKFILL & COMPACTION | Volume of backfill | CY
A201003 | SHORING | Shoring contact area | SF
A201090 | OTHER BASEMENT EXCAVATION |  | XX
A2020 BASEMENT WALLS
A202001 | BASEMENT WALL CONSTRUCTION | Area of wall | SF
A202002 | MOISTURE PROTECTION | Area of wall moisture protection | SF
A202003 | BASEMENT WALL INSULATION | Area of wall insulation | SF
A202090 | OTHER BASEMENT WALLS |  | XX
B SHELL
B1010 FLOOR CONSTRUCTION
B101001A | STRUCTURAL FRAME - WOOD |  | MBF
B101001B | STRUCTURAL FRAME - CONCRETE |  | CY
B101001C | STRUCTURAL FRAME - STEEL |  | TONS
B101002 | STRUCTURAL INTERIOR WALLS | Area of wall | SF
B101003 | FLOOR DECKS AND SLABS | Area of supported floors | SF
B101004 | INCLINED AND STEPPED FLOORS | Area of inclined & stepped floors | SF
B101005 | BALCONY CONSTRUCTION | Area of supported balconies | SF
B101006 | RAMPS | Area of supported ramps | SF
B101007 | FLOOR RACEWAY SYSTEMS | Gross floor area | SF
B101090 | OTHER FLOOR CONSTRUCTION |  | XX
B1020 ROOF CONSTRUCTION
B102001A | STRUCTURAL FRAME - WOOD |  | MBF
B102001 | STRUCTURAL FRAME - CONCRETE |  | CY
B102001 | STRUCTURAL FRAME - STEEL |  | TONS
B102002 | STRUCTURAL INTERIOR WALLS | Area of walls | SF
B102003 | ROOF DECKS AND SLABS | Area of supported roof | SF
B102004 | CANOPIES | Area of supported canopies | SF
B102090 | OTHER ROOF CONSTRUCTION | Area of supported roof | SF
B2010 EXTERIOR WALLS
B201001A | EXTERIOR CLOSURE - BRICK | Area of brick at exterior wall | SF
B201001B | EXTERIOR CLOSURE - METAL PANEL | Area of metal panel at ext wall | SF
B201001C | EXTERIOR CLOSURE - WOOD PANEL | Area of wood panel at ext wall | SF
B201001C | EXTERIOR CLOSURE - EFIS | Area of efis at exterior wall | SF
B201002A | EXTERIOR WALL BACKUP CONST - CMU | Area of backup walls | SF
B201002B | EXTERIOR WALL BACKUP CONST - METAL STUD | Area of backup walls | SF
B201003 | INSULATION & VAPOR RETARDER | Area of insulation | SF
B201004 | PARAPETS | Length of parapets | LF
B201005 | EXTERIOR LOUVERS & SCREENS | Area of louvers and screens | SF
B201006 | BALCONY WALLS & HANDRAILS | Length of walls and handrails | LF
B201007 | EXTERIOR SOFFITS | Area of soffits | SF
B201008 | FLASHING | Area of flashings | SF
B201009 | EXTERIOR PAINTING AND SPECIAL COATINGS | Area of exterior coatings | SF
B201010 | EXTERIOR JOINT SEALANT | Length of sealants | LF
B201011 | SUN CONTROL DEVICES | Area of sun control devices | SF
B201012 | SCREEN WALLS | Length of screen wall | LF
B201090 | OTHER EXTERIOR WALLS |  | XX
B2020 EXTERIOR WINDOWS
B202001 | WINDOWS | Area of windows | SF
B20200101 | Aluminum windows |  | SF
B20200102 | Aluminum impact resistant window |  | SF
B20200103 | Steel Window |  | SF
B20200104 | Basement utility window |  | SF
B20200105 | Plain wood window |  | SF
B20200106 | Metal clad wood window |  | SF
B20200107 | Plastic clad wood window |  | SF
B202002 | STOREFRONTS | Area of storefronts | SF
B20200201 | Aluminum framed store front |  | SF
B20200202 | Aluminum framed entrance door & frame |  | Opng
B20200203 | Other Storefronts accessories |  | XX
B202003 | CURTAIN WALLS | Area of curtain walls | SF
B202004 | EXTERIOR GLAZING | Area of Glazing | SF
B202090 | OTHER EXTERIOR WINDOWS |  | XX
B2030 EXTERIOR DOORS
B203001 | SOLID DOORS | Number of doors | EA
B203002 | GLAZED DOORS | Number of doors | EA
B203003 | REVOLVING DOORS | Number of doors | EA
B203004 | OVERHEAD AND ROLL-UP DOORS | Area of doors | SF
B203005 | HANGAR DOORS | Area of doors | SF
B203006 | BLAST RESISTANT DOORS | Area of doors | SF
B203007 | GATES | Area of doors | SF
B203008 | EXTERIOR DOOR HARDWARE | Number of doors | EA
B203090 | OTHER EXTERIOR SPECIALTY DOORS |  | XX
B203091 | OTHER EXTERIOR PERSONNEL DOORS |  | XX
B3010 ROOF COVERINGS
B301001A | STEEP SLOPE ROOF SYSTEMS - STANDING SEAM | Area of roof covering | SF
B301001B | STEEP SLOPE ROOF SYSTEMS - SHINGLES | Area of roof covering | SF
B301001C | STEEP SLOPE ROOF SYSTEMS - OTHER | Area of roof covering | SF
B301002A | LOW SLOPE ROOF SYSTEMS - TPO | Area of topping or membrane | SF
B301002B | LOW SLOPE ROOF SYSTEMS - FIBREGLASS | Area of topping or membrane | SF
B301002C | LOW SLOPE ROOF SYSTEMS - MODIFIED BITUMEN | Area of topping or membrane | SF
B301002D | LOW SLOPE ROOF SYSTEMS - OTHER | Area of topping or membrane | SF
B301003 | ROOF INSULATION & FILL | Area of insulation | SF
B301004 | FLASHINGS & TRIM | Area of flashings | SF
B301005 | GUTTERS & DOWNSPOUTS | Length of gutters and downspouts | LF
B301006 | ROOF OPENINGS AND SUPPORTS | Area of openings | SF
B301090 | OTHER ROOFING
C INTERIORS
C1010 PARTITIONS
C101001 | FIXED PARTITIONS | Area of fixed partition walls | SF
C101002 | DEMOUNTABLE PARTITIONS | Area of partitions | SF
C101003 | RETRACTABLE PARTITIONS | Area of partitions | SF
C101004 | INTERIOR GUARDRAILS & SCREENS | Length of balustrades & screens | LF
C101005 | INTERIOR WINDOWS | Area of windows | SF
C101006 | GLAZED PARTITIONS & STOREFRONTS | Area of partitions and storefronts | SF
C101007 | INTERIOR GLAZING | Area of interior glazing | SF
C101008 | INTERIOR JOINT SEALANT | Length of sealants | LF
C101090 | OTHER PARTITIONS |  | XX
C1020 INTERIOR DOORS
C102001 | STANDARD INTERIOR DOORS | Number of leaves | LEF
C102002 | GLAZED INTERIOR DOORS | Number of leaves | LEF
C102003 | FIRE DOORS | Number of leaves | LEF
C102004 | SLIDING & FOLDING DOORS | Area of sliding or folding door | SF
C102005 | INTERIOR OVERHEAD DOORS | Area of doors | SF
C102006 | INTERIOR GATES | Area of gates | SF
C102007 | INTERIOR DOOR HARDWARE | Number of doors | EA
C10200701 | Card key access control hardware |  | EA
C10200702 | Keypad access control hardware |  | EA
C10200703 | Biometric access control hardware |  | EA
C10200704 | Standard door hardware with lockset |  | EA
C10200705 | Standard door hardware without lockset |  | EA
C10200706 | Other door hardware |  | XX
C102090 | OTHER INTERIOR SPECIALTY DOORS |  | XX
C102091 | OTHER INTERIOR PERSONNEL DOORS |  | XX
C1030 SPECIALTIES
C103001 | COMPARTMENTS, CUBICLES & TOILET PARTITIONS | Number of compartments, cubicles, or toilet partitions | EA
C10300101 | Toilet partitions |  | EA
C10300102 | HC toilet partitions |  | EA
C10300103 | Urnial partition |  | EA
C103002 | TOILET & BATH ACCESSORIES | Number of accessories | EA
C10300201 | Grab bars |  | EA
C10300202 | Hand dryers |  | EA
C10300203 | Mirror |  | EA
C10300204 | Soap dispenser |  | EA
C10300205 | Napkin dispenser |  | EA
C10300206 | Toilet tissue dispenser |  | EA
C10300207 | Toielt seat cover dispenser |  | EA
C10300208 | Towel dispenser with waste receptical |  | EA
C10300209 | Towel dispenser touchless |  | EA
C10300210 | Other toilet & bath accessories |  | XX
C103003 | MARKER BOARDS & TACK BOARDS | Each Board | EA
C10300301 | Electronic marker boards |  | EA
C10300302 | Porcelain finish marker boards |  | EA
C10300303 | Magnetic control boards |  | EA
C10300304 | Fixed tack boardss |  | EA
C10300305 | Other visual display items |  | XX
C103004 | IDENTIFYING DEVICES | Number of identifying devices | EA
C10300401 | Building directory |  | EA
C10300402 | Dimentional letter signange |  | EA
C10300403 | Door signs |  | EA
C10300404 | Wayfinding signs |  | EA
C10300405 | Post & panel signage |  | EA
C10300406 | Traffic signs |  | EA
C10300407 | Other identifying devices |  | XX
C103005 | LOCKERS | Number of lockers | EA
C10300501 | Steel baked enamel lockers |  | EA
C10300502 | ADA compliant lockers |  | EA
C10300503 | Locker room benches |  | EA
C10300504 | Other Lockers |  | XX
C103006 | SHELVING | Length of shelving | LF
C10300601 | Metal industrial shelving |  | LF
C10300602 | Wood shelving |  | LF
C10300603 | Wire rack shelving |  | LF
C10300604 | Other shelving |  | XX
C103007 | FIRE EXTINGUISHER CABINETS | Number of cabinets | EA
C10300701 | Fire equipment cabinets, hose rack assembly, steel box |  | EA
C10300702 | Fire equipment cabinets, valve cabinet, steel box |  | EA
C10300703 | Fire equipment cabinets, portable extinguisher, steel box |  | EA
C10300704 | Other Fire equipment cabinets |  | EA
C103008 | COUNTERS | Length of counters | LF
C10300801 | Stainless steel countertops |  | LF
C10300802 | Wood Countertops |  | LF
C10300803 | Plastic lamianted countertops |  | LF
C10300804 | Ceramic tile countertops |  | LF
C10300805 | Granite countertops |  | LF
C10300806 | Epoxy resin countertops |  | LF
C10300807 | Other countertops |  | LF
C103009 | CABINETS | Length of cabinets | LF
C10300901 | Wood base cabinets |  | LF
C10300902 | Wood wall cabinets |  | LF
C10300903 | Commercial kitchen cabinets |  | LF
C10300904 | Display cabinets |  | LF
C10300905 | Metal laboratory cabinets |  | LF
C10300906 | Educational cabinets |  | LF
C10300907 | Key cabinets |  | LF
C10300908 | Filing cabinets |  | LF
C10300909 | Other Cabinets |  | XX
C103010 | CASEWORK | Length of casework | LF
C103011 | CLOSETS | Length of closets | LF
C103012 | FIRESTOPPING PENETRATIONS | Each Penetration | EA
C103013 | SPRAYED FIRE-RESISTIVE MATERIALS | Area of coverage | SF
C103014 | ENTRANCE FLOOR GRILLES AND MATS | Area of grilles/mats | SF
C103015 | ORNAMENTAL METALWORK | Number of metalwork items | EA
C103090 | OTHER INTERIOR SPECIALTIES | Number of specialty items | EA
C10309001 | Coat racks |  | EA
C10309002 | Corner guard |  | LF
C10309003 | Protective wall covering |  | SF
C10309004 | Door and frame protector |  | EA
C2010 STAIR CONSTRUCTION
C201001 | INTERIOR AND EXTERIOR STAIRS | Number of flights | FLT
C201002 | FIRE ESCAPE STAIRS | Number of flights | FLT
C201090 | STAIR HANDRAILS, GUARDRAILS AND ACCESSORIE |  | XX
C3010 WALL FINISHES
C301001 | CONCRETE WALL FINISHES | Area of finished walls | SF
C301002 | PLASTER WALL FINISHES | Area of finished walls | SF
C301003 | GYPSUM WALLBOARD FINISHES | Area of finished walls | SF
C301004 | TILE & TERRAZZO WALL FINISHES | Area of finished walls | SF
C301005 | WALL COVERINGS | Area of wall coverings | SF
C301006 | ACOUSTICAL PANELS ADHERED TO WALLS | Area of acoustical tiles & panels | SF
C301090 | OTHER WALL FINISHES |  | XX
C3020 FLOOR FINISHES
C302001 | TILE FLOOR FINISHES | Area of tile floors | SF
C302002 | TERRAZZO FLOOR FINISHES | Area of terrazzo floors | SF
C302003 | WOOD FLOORING | Area of wood floors | SF
C302004 | RESILIENT FLOOR FINISHES | Area of resilient floors | SF
C302005 | CARPETING | Area of carpeting | SF
C302006 | MASONRY & STONE FLOORING | Area of masonry or stone flooring | SF
C302007 | WALL BASE FINISHES | Length of wall base | LF
C302008 | STAIR FINISHES | Area of coverage | SF
C302009 | FLOOR TOPPINGS AND TRAFFIC MEMBRANES | Area of coverage | SF
C302010 | HARDENERS AND SEALERS | Area of coverage | SF
C302011 | RAISED ACCESS FLOORING | Area of special flooring | SF
C302090 | OTHER FLOORING & FLOOR FINISHES |  | XX
C3030 CEILING FINISHES
C303001 | ACOUSTICAL CEILING TILES & PANELS | Area of acoustical ceilings | SF
C303002 | GYPSUM WALLBOARD CEILING FINISHES | Area of gypsum ceilings | SF
C303003 | PLASTER CEILING FINISHES | Area of plaster ceiling finish | SF
C303004 | WOOD CEILINGS | Area of wood ceilings | SF
C303005 | SUSPENSIONS SYSTEMS | Area of suspension system | SF
C303006 | METAL STRIP CEILINGS | Area of metal ceiling | SF
C303090 | OTHER CEILING & CEILING FINISHES |  | XX
C3040 INTERIOR COATINGS AND SPECIAL FINISHES
C304001 | GENERAL REQUIREMENTS | Area of coatings and finishes | SF
C304002 | CONCRETE FINISHES | Area of concrete finishes | SF
C304003 | CONCRETE MASONRY FINISHES | Area of concrete masonry finishes | SF
C304004 | METAL FINISHES | Area of metal finishes | SF
C304005 | INTERIOR WOOD FINISHES | Area of wood finishes | SF
C304006 | GYPSUM WALLBOARD FINISHES | Area of gypsum wallboard coatings | SF
C304007 | SPECIAL COATINGS ON WALLS | Area of special wall coatings | SF
D SERVICES
D1010 ELEVATORS AND LIFTS
D101002 | PASSENGER ELEVATORS | Number of stops | STP
D101003 | FREIGHT ELEVATORS | Number of stops | STP
D1020 WEIGHT HANDLING EQUIPMENT |  | Number of items | EA
D1090 OTHER CONVEYING SYSTEMS |  | Number of systems | EA
D2010 PLUMBING FIXTURES
D201001 | WATERCLOSETS | Number of fixtures | EA
D201002 | URINALS | Number of fixtures | EA
D201003 | LAVATORIES | Number of fixtures | EA
D201004 | SINKS | Number of fixtures | EA
D201005 | SHOWERS | Number of fixtures | EA
D201006 | TUBS | Number of fixtures | EA
D201007 | DRINKING FOUNTAINS & COOLERS | Number of fixtures | EA
D201008 | EMERGENCY EYE WASH | Number of fixtures | EA
D201090 | EMERGENCY FIXTURES |  | XX
D2020 DOMESTIC WATER DISTRIBUTION
D202001 | PIPES & FITTINGS | Number of fixtures | EA
D202002 | VALVES & HYDRANTS | Number of valves and hydrants | EA
D202003 | DOMESTIC WATER EQUIPMENT | Number of fixtures | EA
D202004 | INSULATION & IDENTIFICATION | Number of fixtures | EA
D202005 | SPECIALTIES | Pieces of equipment | EA
D202090 | OTHER DOMESTIC WATER SUPPLY |  | XX
D2030 SANITARY WASTE
D203001 | WASTE PIPE & FITTINGS | Number of fixtures | EA
D203002 | VENT PIPE & FITTINGS | Number of fixtures | EA
D203003 | FLOOR DRAINS | Number of floor drains | EA
D203004 | SANITARY AND VENT EQUIPMENT | Number of fixtures | EA
D203005 | INSULATION & IDENTIFICATION | Number of fixtures | EA
D203090 | OTHER SANITARY WASTE |  | XX
D2040 RAIN WATER DRAINAGE
D204001 | PIPE & FITTINGS | Length of pipe | LF
D204002 | ROOF DRAINS | Number of roof drains | EA
D204003 | RAINWATER DRAINAGE EQUIPMENT | Pieces of equipment | EA
D204004 | INSULATION & IDENTIFICATION | Length of pipe insulation | LF
D204090 | OTHER RAIN WATER DRAINAGE SYSTEM |  | XX
D2090 OTHER PLUMBING SYSTEMS
D209001 | SPECIAL PIPING SYSTEMS | Number of special fixtures, interceptors, etc. | EA
D209002 | ACID WASTE SYSTEMS | Number of special fixtures, interceptors, etc. | EA
D209003 | INTERCEPTORS | Number of interceptors | EA
D209005 | COMPRESSED AIR SYSTEM (NON-BREATHING) | Pounds per square inch | PSI
D209090 | OTHER SPECIAL PLUMBING SYSTEMS |  | XX
D3010 ENERGY SUPPLY
D301001 | OIL SUPPLY SYSTEM | Calories per gallon | MBH
D301002 | GAS SUPPLY SYSTEM | MBH | MBH
D301003 | STEAM SUPPLY SYSTEM (FROM CENTRAL PLANT) | Power | MBH
D301004 | HOT WATER SUPPLY SYSTEM (FROM CENTRAL PLANT) | Power | MBH
D301005 | SOLAR ENERGY SUPPLY SYSTEMS | Power | MBH
D301006 | WIND ENERGY SUPPLY SYSTEM | Power | MBH
D301007 | COAL SUPPLY SYSTEM | Power | MBH
D301090 | OTHER ENERGY SUPPLY |  | XX
D3020 HEAT GENERATING SYSTEMS
D302001 | BOILERS | Power | MBH
D302004 | AUXILIARY EQUIPMENT | Power | MBH
D302005 | EQUIPMENT THERMAL INSULATION | Area of insulation | SF
D302090 | OTHER HEAT GENERATING SYSTEMS |  | XX
D3030 COOLING GENERATING SYSTEMS
D303001 | CHILLED WATER SYSTEMS | Power | TON
D303002 | DIRECT EXPANSION SYSTEMS | Power | TON
D303090 | OTHER COOLING GENERATING SYSTEMS |  | XX
D3040 DISTRIBUTION SYSTEMS
D304001 | AIR DISTRIBUTION, HEATING & COOLING | Volume of air flow | MCFM
D304002 | STEAM DISTRIBUTION SYSTEMS | Power | MBH
D304003 | HOT WATER DISTRIBUTION SYSTEMS | Power | MBH
D304004 | CHANGE OVER DISTRIBUTION SYSTEMS | Power | MBH
D304005 | GLYCOL DISTRIBUTION SYSTEMS | Power | MBH
D304006 | CHILLED WATER DISTRIBUTION SYSTEMS | Power | TON
D304007 | EXHAUST SYSTEMS | Volume of air flow | MCF
D304008 | AIR HANDLING UNITS | Volume of air flow | MCFM
D304090 | OTHER DISTRIBUTION SYSTEMS |  | XX
D3050 TERMINAL & PACKAGE UNITS
D305001 | UNIT VENTILATORS | Number of units | EA
D305002 | UNIT HEATERS | Number of units | EA
D305003 | FAN COIL UNITS | Number of units | EA
D305004 | FIN TUBE RADIATION | Number of units | EA
D305005 | ELECTRIC HEATING | Number of units | EA
D305006 | PACKAGE UNITS | Number of units | EA
D305090 | OTHER TERMINAL & PACKAGE UNITS |  | XX
D3060 CONTROLS & INSTRUMENTATION |  | Power | MBH
D3070 SYSTEMS TESTING & BALANCING
D3090 OTHER HVAC SYSTEMS AND EQUIPMENT |  | Number of special mechanical systems | EA
D4020 FIRE SUPPRESSION WATER SUPPLY AND EQUIPMENT
D402001 | FIRE PROTECTION WATER PIPING AND EQUIPMENT | Length of system | LF
D402002 | FIRE PUMP | Number of pumps | EA
D4030 STANDPIPE SYSTEMS
D403001 | STANDPIPE EQUIPMENT & PIPING | Number of sprinkler heads | EA
D4040 SPRINKLERS
D404001 | SPRINKLERS AND RELEASING DEVICES | Number of sprinkler heads | EA
D404002 | SPRINKLER WATER SUPPLY EQUIPMENT AND PIPING | Number of sprinkler heads | EA
D4090 OTHER FIRE PROTECTION SYSTEMS |  | Each system | EA
D5010 ELECTRICAL SERVICE & DISTRIBUTION
D501001 | MAIN TRANSFORMERS | Number of transformers | KVA
D501002 | SERVICE ENTRANCE EQUIPMENT | Gross floor area | AMP
D501003 | INTERIOR DISTRIBUTION TRANSFORMERS | Gross floor area | KVA
D501004 | PANELBOARDS | Gross floor area | AMP
D501005 | ENCLOSED CIRCUIT BREAKERS | Gross floor area | AMP
D501006 | MOTOR CONTROL CENTERS | Gross floor area | AMP
D501090 | OTHER SERVICE AND DISTRIBUTION |  | XX
D5020 LIGHTING & BRANCH WIRING
D502001 | BRANCH WIRING | Floor area | SF
D502002 | LIGHTING EQUIPMENT | Per Fixture | EA
D502090 | OTHER LIGHTING AND BRANCH WIRING |  | XX
D5030 COMMUNICATIONS & SECURITY
D503001 | TELECOMMUNICATIONS SYSTEMS | Number of outlets | EA
D503002 | PUBLIC ADDRESS SYSTEMS | Floor area | SF
D503003 | INTERCOMMUNICATIONS SYSTEMS | Number of stations | EA
D503004 | TELEVISION SYSTEMS | Number of outlets | EA
D503005 | SECURITY SYSTEMS | Floor area | SF
D503090 | OTHER COMMUNICATIONS & ALARM SYSTEMS |  | XX
D5040 FIRE ALARM AND DETECTION SYSTEMS
D504001 | FIRE ALARM DISTRIBUTION | Gross floor area | SF
D504002 | FIRE ALARM DEVICES | Number of devices | EA
D5090 OTHER ELECTRICAL SERVICES
D509001 | GENERAL CONSTRUCTION ITEMS (ELECTRICAL) | Gross Floor area | SF
D509002 | EMERGENCY LIGHTING & POWER | Gross Floor area | SF
D509003 | GROUNDING SYSTEMS | Gross Floor area | SF
D509004 | LIGHTNING PROTECTION | Gross Floor area | SF
D509005 | ELECTRIC HEATING | Gross Floor area | SF
D509006 | ENERGY MANAGEMENT CONTROL SYSTEM | Gross Floor area | SF
D509090 | OTHER SPECIAL SYSTEMS AND DEVICES |  | XX
E EQUIPMENT & FURNISHINGS
E1020 INSTITUTIONAL EQUIPMENT
E102003 | LABORATORY EQUIPMENT | Pieces of equipment | EA
E102005 | AUDITORIUM & STAGE EQUIPMENT | Pieces of equipment | EA
E102006 | LIBRARY EQUIPMENT | Pieces of equipment | EA
E1030 VEHICULAR EQUIPMENT
E103001 | PARKING CONTROL EQUIPMENT | Pieces of equipment | EA
E103002 | LOADING DOCK EQUIPMENT | Number of docks | EA
E103004 | AUTOMOTIVE SHOP EQUIPMENT | Pieces of equipment | EA
E1090 OTHER EQUIPMENT
E2010 FIXED FURNISHINGS
E201002 | WINDOW TREATMENTS | Area of window treatment | SF
E201003 | SEATING (FIXED) | Number of seats | EA
F SPECIAL CONSTRUCTION & DEMOLITION
F20 BUILDING DEMOLITION
F2010 NON HAZARDOUS DEMOLITION |  | SF of demo area | SF
F2020 HAZARDOUS COMPONENTS DEMOLITION AND ABATEMENT |  | SF of demo area | SF
F2030 SELECTIVE DEMOLITION |  | SF of demo area | SF
F2040 TOTAL DEMOLITION |  | SF of demo area | SF
G BUILDING SITEWORK
G10 SITE PREPARATIONS
G1010 SITE CLEARING |  | Area to be cleared | ACR
G1020 SITE DEMOLITION & RELOCATIONS
G102001 | BUILDING MASS DEMOLITION | Interior volume of building | CF
G102002 | ABOVE GROUND SITE DEMOLITION | Area to be demolished | SY
G102003 | UNDERGROUND SITE DEMOLITION | Area to be demolished | SY
G102005 | UTILITY RELOCATION | Length of pipe run | LF
G102006 | FENCING RELOCATION | Length of fencing | LF
G102007 | SITE CLEANUP | Area of site to clean | SY
G102090 | OTHER SITE DEMOLITION & RELOCATIONS |  | XX
G1030 SITE EARTHWORK
G103001 | GRADING | Area to be graded | SY
G103002 | COMMON EXCAVATION | Volume of material to be excavated | CY
G103003 | ROCK EXCAVATION | Volume of rock to be excavated | CY
G103004 | FILL & BORROW | Volume of material to place | CY
G103005 | COMPACTION | Volume of material to compact | CY
G103006 | SOIL STABILIZATION | Volume of soil to stabilize | CY
G103007 | SLOPE STABILIZATION | Area of slope | SY
G103008 | SOIL TREATMENT | Area of soil to treat | SY
G103009 | SHORING | Area requiring shoring | SF
G103010 | TEMPORARY DEWATERING | Area to dewater | SY
G103011 | TEMPORARY EROSION & SEDIMENT CONTROL | Area to be protected | SF
G103090 | OTHER SITE EARTHWORK |  | XX
G2010 ROADWAYS |  | Area of roadway | SY
G2020 PARKING LOTS |  | Number of spaces | EA
G2030 PEDESTRIAN PAVING
G203001 | PAVING - TYPE A: BRICK PAVING WITH GRANITE CURB AND GUTTER | Area of pavement | SY
G203002 | PAVING - TYPE B: BRICK PAVING WITH BRICK BANDS | Area of pavement | SY
G203003 | PAVING - TYPE C: CONCRETE PAVING WITH BRICK BANDS | Area of pavement | SY
G203004 | PAVING - TYPE D: CONCRETE PAVING WITH CONCRETE BANDS | Area of pavement | SY
G203005 | PAVING - TYPE E: UTILITY CONCRETE PAVING | Area of pavement | SY
G203006 | PAVING - TYPE F: OPEN-JOINT CONCRETE UNIT PAVING | Area of pavement | SY
G203007 | PAVING - TYPE G: UNCONSOLIDATED AGGREGATE PAVING | Area of pavement | SY
G2040 SITE DEVELOPMENT
G204001 | FENCING & GATES | Length of fence | LF
G204002 | RETAINING WALLS AND FREESTANDING WALLS | Area of wall | SY
G204003 | EXTERIOR FURNISHINGS | Number of furnishings | EA
G204004 | SECURITY STRUCTURES | Number of security structures | EA
G204005 | SIGNAGE | Number of signs | EA
G204006 | FOUNTAINS & POOLS | Number of fountains or pools | EA
G204007 | PLAYING FIELDS | Number of playing fields | EA
G204008 | TERRACE AND PERIMETER WALLS | Area of wall | SY
G204009 | FLAGPOLES | Number of flagpoles | EA
G204090 | OTHER SITE IMPROVEMENTS |  | XX
G2050 LANDSCAPING
G205001 | FINE GRADING & SOIL PREPARATION | Area of site | SY
G205002 | EROSION CONTROL MEASURES | Area of erosion | SY
G205003 | TOPSOIL & PLANTING BEDS | Area of planting bed | SY
G205004 | SEEDING, SPRIGGING AND SODDING | Area of site | SY
G205005 | PLANTINGS | Number of plants | EA
G205006 | PLANTERS | Number of planters | EA
G205007 | IRRIGATION SYSTEMS | Area of site to be watered | SY
G205090 | OTHER LANDSCAPING |  | XX
G3010 WATER SUPPLY
G301001 | WELL SYSTEMS | Each system | EA
G301002 | POTABLE WATER DISTRIBUTION | Length of system | LF
G301003 | POTABLE WATER STORAGE | Amount stored | GAL
G301004 | FIRE PROTECTION WATER DISTRIBUTION | Length of system | LF
G301005 | FIRE PROTECTION WATER STORAGE | Amount stored | GAL
G301006 | NON-POTABLE WATER DISTRIBUTION | Length of system | LF
G301007 | PUMPING STATIONS | Operating capacity | GPM
G301008 | PACKAGED WATER TREATMENT PLANTS | Operating capacity | GPD
G301090 | OTHER WATER SUPPLY |  | XX
G3020 SANITARY SEWER
G302001 | SANITARY SEWER PIPING | Length of piping | LF
G302002 | SANITARY SEWER MANHOLES & CLEANOUTS | Each manhole or cleanout | EA
G302003 | LIFT STATIONS AND PUMPING STATIONS | Operating capacity | GPM
G3030 STORM SEWER
G303001 | STORM SEWER PIPING | Length of piping | LF
G303002 | STORM SEWER STRUCTURES | Each manhole or cleanout | EA
G303003 | LIFT STATIONS | Operating capacity | GPM
G303004 | CULVERTS | Length of culvert | LF
G303005 | HEADWALLS | Each structure | EA
G3040 HEATING DISTRIBUTION
G304003 | UNDERGROUND HOT WATER SYSTEMS | Length of system | LF
G304004 | UNDERGROUND STEAM DISTRIBUTION SYSTEMS | Length of system | LF
G304005 | REINFORCED CONCRETE MANHOLES & VALVE BOXES | Each structure | EA
G304006 | PUMPING STATIONS | Each pumping station | EA
G304090 | OTHER HEATING DISTRIBUTION |  | XX
G3050 COOLING DISTRIBUTION
G305001 | OVERHEAD COOLING SYSTEMS | Length of system | LF
G305002 | UNDERGROUND COOLING SYSTEMS | Length of system | LF
G305003 | TRENCHBOXES | Length of trench | LF
G305004 | WELLS FOR COOLING | Each well | EA
G305005 | PUMPING STATIONS | Each pumping station | EA
G305006 | ON-SITE COOLING TOWERS | Each cooling tower | EA
G305090 | OTHER COOLING DISTRIBUTION |  | XX
G4010 ELECTRICAL DISTRIBUTION
G401001 | SUBSTATIONS | Total rated capacity | KVA
G401002 | TRANSFORMERS | Total rated capacity | KVA
G401003 | SWITCHES, CONTROLS & DEVICES | Number of separate components | EA
G401004 | OVERHEAD ELECTRIC CONDUCTORS | Length of conductor | LF
G401005 | TOWERS, POLES, CROSSARMS & INSULATORS | Number of towers and poles | EA
G401006 | UNDERGROUND ELECTRIC CONDUCTORS | Length of conductor | LF
G401007 | DUCTBANKS, MANHOLES, HANDHOLES & RACEWAYS | Number of ductbanks and access points | EA
G401008 | GROUNDING SYSTEMS | Number of systems | EA
G401009 | METERING | Number of meters | EA
G401010 | CATHODIC PROTECTION | Each system | EA
G401011 | EQUIPMENT REQUIREMENTS FOR COASTAL AND HIGH HUMIDITY AREAXX
G401090 | OTHER ELECTRIC TRANSMISSION & DISTRIBUTION |  | XX
G4020 SITE LIGHTING
G402001 | EXTERIOR LIGHTING FIXTURES & CONTROLS | Number of fixtures | EA
G402002 | SPECIAL SECURITY LIGHTING SYSTEMS | Number of systems | EA
G402003 | OTHER AREA LIGHTING | Number of fixtures | EA
G402004 | LIGHTING POLES | Number of towers and poles | EA
G402005 | UNDERGROUND ELECTRIC CONDUCTORS | Length of conductor | LF
G402006 | DUCTBANKS, MANHOLES & HANDHOLES | points | EA
G402007 | GROUNDING SYSTEMS | Number of systems | EA
G4030 SITE COMMUNICATION AND SECURITY
G403001 | TELECOMMUNICATIONS SYSTEMS | Length of distribution | LF
G403002 | CABLE TV SYSTEMS (CATV) | Length of distribution | LF
G403003 | CABLES & WIRING | Length of conductor | LF
G403004 | DUCTBANKS, MANHOLES & HANDHOLES | Number of ductbanks and access points | EA
G403005 | TOWERS, POLES & STANDS | Number of towers, poles and stands | EA
G403006 | TV CAMERAS & MONITORS | Number of cameras and monitors | EA
G403007 | ELECTRONIC SECURITY SYSTEMS (ESS) | Number of systems | EA
G403008 | OTHER COMMUNICATION & ALARM |  | XX
G403009 | GROUNDING SYSTEMS | Number of systems | EA
G403090 | OTHER SECURITY SYSTEMS |  | XX
G4090 OTHER SITE ELECTRICAL UTILITIES
G409001 | SACRIFICIAL ANODE CATHODIC PROTECTION SYSTEM | Number of anodes | EA
G409002 | INDUCED CURRENT CATHODIC PROTECTION SYSTEM | Length of conductor | LF
G409090 | OTHER CATHODIC PROTECTION |  | XX
G90 OTHER SITE CONSTRUCTION |  |  | LS

## Uniformat II WBS
Uniformat II Work Breakdown Structure
Unf L1 | Unf L2 | Unf L3 | WBS L4 | Definition | Quantity Definition | Quantity | UOM | Cost | Notes 1
A SUBSTRUCTURE |  |  |  |  | Footprint area at grade |  | SF
This system includes all work below the lowest floor construction (usually slab-on-grade) and the enclosing horizontal and vertical elements required to form a basement, together with the necessary mass excavation and backfill.
A10 FOUNDATIONS |  |  |  |  | Footprint area at grade |  | SF
Foundations includes the following Standard Foundations: wall and column foundations; foundation walls up to level of top of slab on grade; pile caps; foundation excavation, backfill, and compaction; footings and bases; perimeter insulation; perimeter drainage; anchor plates; and dewatering. Special Foundations include pile foundations, caissons, underpinning, dewatering, raft foundations, and pressure injected grouting. Slab on grade includes standard slab on grade, structural slab on grade, inclined slab on grade, trenches, pits and bases, and foundation drainage.
|  | A1010 | STANDARD FOUNDATIONS |  | Footprint area at grade |  | SF
Continuous footings, spread footings, grade beams, foundation walls, pile caps, and column piers.
|  |  | A101001 | WALL FOUNDATIONS | Quantity of concrete for footings and/or wall foundations |  | CY
Continuous Footings - Assemblies include excavation, hand-shaped bottom, compacted backfill, formwork and keyway, reinforcing steel, concrete and screed finish.
Foundation Walls - Include work items associated with CIP foundation walls, grade beams, or CMU walls. Assemblies include excavation, compacted backfill, perimeter insulation, perimeter drainage, formwork, reinforcing steel, concrete or CMU, and wall finish.
|  |  | A101002 | COLUMN FOUNDATIONS & PILE CAPS | Quantity of concrete for footings, pile caps and/or piers |  | CY
Spread Footings: Individual or part of continuous pier footings. Assemblies include excavation, backfill and compaction, formwork, reinforcing steel, and concrete and screed finish. If structural steel columns set directly on spread footings, anchor bolts are included in this assembly.
Pile Caps - Assemblies include excavation if required (normally due to installation of piles, the subgrade is at desired level for pile cap), hand-shaped bottom, compacted backfill, formwork, reinforcing steel, and concrete and screed finish. If structural steel columns set directly on spread footings, anchor bolts are included in this assembly.
Column Piers - Assemblies include formwork, reinforcing steel, concrete or CMU, finish, break ties and patch, and set anchor bolts.
|  |  | A101003 | DEWATERING | Dewatered area |  | SF
Dewatering is the removal of water from excavations. The two principle methods of dewatering are by pump or by a system involving the sinking of a series of well-points around the area and extracting the water by suction pump. Assemblies would include pumps or well points and all associated dewatering materials and equipment.
|  |  | A101090 | OTHER STANDARD FOUNDATIONS |  |  | XX
Standard foundations not described by the assembly categories listed above.
|  | A1020 | SPECIAL FOUNDATIONS |  | Footprint area at grade |  | SF
All work associated with special foundations including piles, caissons, and any other special foundation situation.
|  |  | A102001 | PILE FOUNDATIONS | Footprint area at grade |  | SF
CIP concrete piles, precast concrete piles, steel pipe piles, steel H-piles, step-tapered steel piles, and treated wood piles. Applicable assemblies would include the material for piles, pile driving, and pile cut-offs if required.
|  |  | A102002 | CAISSONS | Footprint area at grade |  | SF
Drilled Caissons - Assemblies include drilled caissons, steel casings if required, reinforcing steel, bell bottom excavation, concrete, and loading and hauling of excavated material.
|  |  | A102003 | UNDERPINNING | Length of underpinning |  | LF
Underpinning is the provision of permanent support for existing buildings by extending their foundations to a new, lower level containing the desired bearing stratum. Assemblies include excavation, backfill, and underpinning materials.
|  |  | A102004 | DEWATERING | Dewatered area |  | SF
Dewatering is the removal of water from excavations. The two principle methods of dewatering are by pump or by a system involving the sinking of a series of well-points around the area and extracting the water by suction pump. Assemblies would include pumps or well points and all associated dewatering materials and equipment.
|  |  | A102005 | RAFT FOUNDATIONS | Quantity of concrete for raft foundation |  | CY
Raft foundations or spread foundations consist of a solid slab of heavily reinforced concrete covering the entire building footprint area.
|  |  | A102006 | PRESSURE INJECTED GROUTING | Footprint area at grade |  | SF
Assemblies provide for injecting cement grout for foundation stabilization.
|  |  | A102090 | OTHER SPECIAL FOUNDATIONS |  |  | XX
These could include cofferdams, soil compaction foundations, and other special foundations. Assemblies would include all material and labor necessary to perform the work for the special foundation condition.
|  | A1030 | SLAB ON GRADE |  | Footprint area at grade |  | SF
A slab poured on earth, whether on undisturbed or fill soil.
|  |  | A103001A | STANDARD SLAB ON GRADE - 4" THK | Area of slab |  | SF
Standard slab-on-grade is supported by compacted earth or gravel fill. The soil bearing capacity is sufficient to support the slab. Assemblies include fine grade, gravel fill, underslab insulation, edge forms, termite treatment (interior slabs only), vapor barrier, reinforcing, expansion joints, control joints, and finish and curing. Assemblies are based on thickness of slab.
|  |  | A103001B | STANDARD SLAB ON GRADE - 6" THK | Area of slab |  | SF
|  |  | A103001C | STANDARD SLAB ON GRADE - 8" THK | Area of slab |  | SF
|  |  | A103002A | STRUCTURAL SLAB ON GRADE - 8" THK | Area of slab |  | SF
|  |  | A103002B | STRUCTURAL SLAB ON GRADE - 10" THK | Area of slab |  | SF
A structural slab-on-grade is not supported by compacted earth or gravel fill. The soil bearing capacity is insufficient to support the slab. A structural slab is generally a minimum of eight inches thick and will be reinforced with reinforcing bars rather than welded wire fabric. Assemblies include fine grade, gravel fill, underslab insulation, edge forms, termite treatment, (interior slabs only), vapor barrier, reinforcing, expansion joints, control joints, and finish and curing. Assemblies are based on thickness of slab.
|  |  | A103003 | TRENCHES | Length of trench |  | LF
Cast-in-place trenches. Assemblies include excavation, hand-shaped bottoms, compacted backfill, formwork, reinforcing steel, concrete, and concrete finish. Examples include trench drains and dust trenches.
|  |  | A103004 | PITS AND BASES | Number of pits and bases |  | EA
Cast-in-place pits and bases. Assemblies include excavation, hand-shaped bottoms, compacted backfill, formwork, reinforcing steel, concrete, and concrete finish. Examples include elevator pits, dock leveler pits, oil change pits, and bases for equipment.
|  |  | A103005 | FOUNDATION DRAINAGE | Length of foundation |  | LF
Foundation drainage directly associated with draining the foundation. This category does not include storm drainage piping for site. It would include drain pipe or drain tile at foundation or basement for specific purposes of draining foundation or basement. Assemblies would include excavation, hand-shaped bottoms, gravel, compacted backfill, and drain pipe, including accessories.
|  |  | A103090 | OTHER LOWEST FLOOR CONSTRUCTION |  |  | XX
Lowest floor construction not described by the assembly categories listed above.
| A20 BASEMENT CONSTRUCTION |  |  |  | Volume of excavation |  | CY
Work Includes basement excavation, and basement walls.
|  | A2010 | BASEMENT EXCAVATION |  | Volume of excavation |  | CY
Excavation work associated with constructing a basement.
|  |  | A201001 | EXCAVATION FOR BASEMENTS | Volume of excavation |  | CY
All excavation, stockpiling, and hauling associated with basement excavations are included in this assembly.
|  |  | A201002 | STRUCTURE BACKFILL & COMPACTION | Volume of backfill |  | CY
All backfill including hauling in of suitable soils and all necessary compaction is included in this assembly.
|  |  | A201003 | SHORING | Shoring contact area |  | SF
This type of shoring is to resist horizontal pressure and not intended to carry vertical loads. Assemblies would include sheet piling or other material and labor used to hold back earth around the perimeter of an excavation.
|  |  | A201090 | OTHER BASEMENT EXCAVATION |  |  | XX
Basement excavation not described by the assembly categories listed above.
|  | A2020 | BASEMENT WALLS |  | Area of wall |  | SF
Assembly includes basement perimeter walls that are below grade and below the ground floor level of the building; this also includes elevator pits and other pits.
|  |  | A202001 | BASEMENT WALL CONSTRUCTION | Area of wall |  | SF
This includes work items associated with CIP foundation walls or CMU walls and penetrations. Assemblies include formwork, reinforcing steel, concrete or CMU, and wall finish and curing.
|  |  | A202002 | MOISTURE PROTECTION | Area of wall moisture protection |  | SF
This assembly would be based on the type and square footage of waterproofing used on the foundation wall.
|  |  | A202003 | BASEMENT WALL INSULATION | Area of wall insulation |  | SF
This assembly would be based on the type and square footage of insulation used on the foundation wall.
|  |  | A202090 | OTHER BASEMENT WALLS |  |  | XX
Basement walls not described by the assembly categories listed above.
B SHELL |  |  |  |  | Area of supported floors |  | SF
This system includes all structural slabs, and decks and supports within basements and above grade. Note that the structural work will include both horizontal items (slabs, decks, etc.) and vertical structural components (columns and interior structural walls). Exterior load bearing walls are not included in this system but in System B2010, Exterior Walls.
| B10 SUPERSTRUCTURE |  |  |  | Area of supported floors |  | SF
Work includes floor construction and roof construction.
|  | B1010 | FLOOR CONSTRUCTION |  | Area of supported floors |  | SF
This construction can be wood, concrete, CMU, steel frame, etc.
|  |  | B101001A | STRUCTURAL FRAME - WOOD |  |  | MBF
|  |  | B101001B | STRUCTURAL FRAME - CONCRETE |  |  | CY
|  |  | B101001C | STRUCTURAL FRAME - STEEL |  |  | TONS
The structural frame could consist of structural steel including columns, beams, joists, and all associated items. It could be a concrete frame utilizing concrete or masonry columns and concrete girders and beams. The structural frame could be wood columns with wood beams or wood trusses. The structural frame could be a combination of the above. For example, concrete or masonry columns with structural steel beams and joists. All associated work items should be included in each assembly. Separate assemblies would be used for different types of construction. The unit of measure at the assembly level is the square footage of the supported area. Decks and slabs are not included in this assembly.
|  |  | B101002 | STRUCTURAL INTERIOR WALLS | Area of wall |  | SF
Assemblies would be CIP or CMU walls or other structural interior walls. The assemblies would include the labor and material required to perform the construction tasks associated with this type of wall.
|  |  | B101003 | FLOOR DECKS AND SLABS | Area of supported floors |  | SF
Slabs above grade should be broken into assemblies according to their particular type of construction (i.e., flat slab, pan slab, precast or pre-stressed slab, four-way slab, slabs on metal or wood decking with concrete fill, etc.). All associated work items should be included in each assembly, such as expansion and contraction joints.
|  |  | B101004 | INCLINED AND STEPPED FLOORS | Area of inclined & stepped floors |  | SF
This assembly should be broken down according to their particular type of construction (i.e., flat slab, pan slab, precast or pre-stressed slab, four-way slab, slabs on metal or wood decking with concrete fill, etc.). All associated work items should be included in each assembly, such as expansion and contraction joints.
|  |  | B101005 | BALCONY CONSTRUCTION | Area of supported balconies |  | SF
Balconies above grade should be broken into assemblies according to their particular type of construction. All associated items including handrails should be included in the assembly.
|  |  | B101006 | RAMPS | Area of supported ramps |  | SF
Ramps above grade should be broken into assemblies according to their type of construction. All associated items including handrails should be included in the assembly.
|  |  | B101007 | FLOOR RACEWAY SYSTEMS | Gross floor area |  | SF
Under floor or in-slab conduit including conduit and all associated devices.
|  |  | B101090 | OTHER FLOOR CONSTRUCTION |  |  | XX
Any type of special floor construction not included above would fall in this category, such as catwalks, space frames, etc. All associated work items would be included in the assembly.
|  | B1020 | ROOF CONSTRUCTION |  | Area of supported roof |  | SF
This construction is similar to floor construction except that is applies to the framework supporting the roof and roof decks. (See also System B30 Roofing.)
|  |  | B102001A | STRUCTURAL FRAME - WOOD |  |  | MBF
|  |  | B102001 | STRUCTURAL FRAME - CONCRETE |  |  | CY
|  |  | B102001 | STRUCTURAL FRAME - STEEL |  |  | TONS
The structural frame could consist of structural steel including columns, beams, joists, and all associated items. It could be a concrete frame utilizing concrete or masonry columns and concrete girders and beams. The structural frame could be wood columns with wood beams or wood trusses. The structural frame could be a combination of the above. For example, concrete or masonry columns with structural steel beams and joists. All associated work items should be included in each assembly. Separate assemblies would be used for different types of construction. The unit of measure at the assembly level is the square footage of the supported area. Decks and slabs are not included in this assembly.
|  |  | B102002 | STRUCTURAL INTERIOR WALLS | Area of walls |  | SF
Assemblies would be CIP or CMU walls or other structural interior walls. The assemblies would include the labor and material required to perform the construction tasks associated with this type of wall.
|  |  | B102003 | ROOF DECKS AND SLABS | Area of supported roof |  | SF
Roof decks and slabs should be broken into assemblies according to their particular type of construction (i.e., flat slab, pan slab, precast or pre-stressed slab, four-way slab, slabs on metal or wood decking with concrete fill, etc.). All associated work items should be included in each assembly.
|  |  | B102004 | CANOPIES | Area of supported canopies |  | SF
Canopies should be broken into assemblies according to their particular type of construction (i.e., flat slab, pan slab, precast or pre-stressed slab, four-way slab, slabs on metal or wood decking with concrete fill, etc.). All associated work items should be included in each assembly.
|  |  | B102090 | OTHER ROOF CONSTRUCTION | Area of supported roof |  | SF
Any type of special roof construction not included above would fall into this category. All associated work items would be included in this assembly.
| B20 EXTERIOR ENCLOSURE |  |  |  | Area of exterior walls |  | SF
This system consists of the exterior facing of the facility, which includes all vertical and horizontal exterior closure such as exterior walls, exterior windows, and exterior doors. This system excludes roofing (See System B30, Roof). Load bearing exterior walls will be included here, and not in System B10, Superstructure. Structural frame elements at exterior such as columns, beams, spandrels, etc., would be included in Superstructure with only the applied exterior finishes (i.e., paint, stucco, etc.) being included here. Finishes to the inside face of walls which are not an integral part of the wall construction will be included in System C30, Interior Finishes.
|  | B2010 | EXTERIOR WALLS |  | Area of exterior walls |  | SF
All materials associated with the following construction: exterior load-bearing walls, insulation and vapor barrier, parapets, exterior louvers and screens, sun control devices (exterior), balcony walls and handrails, exterior soffits, screen walls, and exterior coatings.
|  |  | B201001A | EXTERIOR CLOSURE - BRICK | Area of brick at exterior wall |  | SF
|  |  | B201001B | EXTERIOR CLOSURE - METAL PANEL | Area of metal panel at exterior wall |  | SF
|  |  | B201001C | EXTERIOR CLOSURE - WOOD PANEL | Area of wood panel at exterior wall |  | SF
|  |  | B201001C | EXTERIOR CLOSURE - EFIS | Area of efis at exterior wall |  | SF
Assemblies would include material contained in exterior closure wall, such as masonry with brick veneer. Materials used for interior finishes on exterior walls are not included in this assembly. For example, if the interior side of this masonry wall is sheetrock applied on metal furring strips, the masonry wall is included in this assembly, but the furring strips and sheetrock are categorized as C3010 WALL FINISHES.
|  |  | B201002A | EXTERIOR WALL BACKUP CONSTRUCTION - CMU | Area of backup walls |  | SF
|  |  | B201002B | EXTERIOR WALL BACKUP CONSTRUCTION - METAL STUD | Area of backup walls |  | SF
Assemblies used to support structure for the exterior skin and/or provide load-bearing walls for the facility. Materials used for interior finishes on exterior walls are not included in this assembly. For example, if the interior side of this masonry wall is sheetrock applied on metal furring strips, the masonry wall is included in this assembly, but the furring strips and sheetrock are categorized as C3010 WALL FINISHES.
|  |  | B201003 | INSULATION & VAPOR RETARDER | Area of insulation |  | SF
Assemblies would include all types of insulation associated with the exterior wall. Rigid, batt and poured insulation should be separated into different assemblies.
|  |  | B201004 | PARAPETS | Length of parapets |  | LF
Assemblies include materials used in association with parapets. Parapets are long walls or railings usually along the edge of a roof or balcony.
|  |  | B201005 | EXTERIOR LOUVERS & SCREENS | Area of louvers and screens |  | SF
Assemblies include louvers and screens which are located in exterior walls. The unit of measure at the assembly level is each.
|  |  | B201006 | BALCONY WALLS & HANDRAILS | Length of walls and handrails |  | LF
Assemblies would include materials associated with balcony walls and handrails. These rails are usually guardrails and not associated with stairs.
|  |  | B201007 | EXTERIOR SOFFITS | Area of soffits |  | SF
Assemblies would include all associated materials which make up the soffit and supports for the soffit. Typical materials would include wood, aluminum, exterior grade gypboard, stucco, etc.
|  |  | B201008 | FLASHING | Area of flashings |  | SF
Assemblies include all flashings associated with the exterior walls except for thru-wall flashing.
|  |  | B201009 | EXTERIOR PAINTING AND SPECIAL COATINGS | Area of exterior coatings |  | SF
Assemblies include paint, stucco, etc. The unit of measure at the assembly level is area of exterior coatings.
|  |  | B201010 | EXTERIOR JOINT SEALANT | Length of sealants |  | LF
Exterior application of joint sealants to seal joints and prepare for finish material installation.
|  |  | B201011 | SUN CONTROL DEVICES | Area of sun control devices |  | SF
Assemblies include awnings, shades, and solar panels attached to the exterior of the building. A separate assembly should be used for each type of sun control device.
|  |  | B201012 | SCREEN WALLS | Length of screen wall |  | LF
Exterior screen walls used for security purposes immediately adjacent to the building such as screen walls at a loading dock. Assemblies would include materials associated with all types of walls. This can also include visual barriers on the roof to screen equipment. Note that perimeter fencing that is typically more than five feet from the building's exterior is included in sitework rather than in this system.
|  |  | B201090 | OTHER EXTERIOR WALLS |  |  | XX
Exterior walls not described by the assembly categories listed above.
|  | B2020 | EXTERIOR WINDOWS |  | Area of windows |  | SF
All windows located in exterior walls or exterior skin.
|  |  | B202001 | WINDOWS | Area of windows |  | SF
Fixed or operable windows located in exterior walls or exterior skin. Assemblies would include frames, glazing, caulking, finishes and other associated work.
|  |  | B202002 | STOREFRONTS | Area of storefronts |  | SF
Fixed storefronts including associated doors in exterior walls or exterior skin. Assemblies would include integral storefront doors, frames, glazing, caulking, finishes, and other associated work.
|  |  | B202003 | CURTAIN WALLS | Area of curtain walls |  | SF
This applies to glass curtain walls and spandrel glass in exterior walls or exterior skin. Assemblies would include integral curtainwall doors, frames, glazing, caulking, finishes, and other associated work.
|  |  | B202004 | EXTERIOR GLAZING | Area of Glazing |  | SF
|  |  | B202090 | OTHER EXTERIOR WINDOWS |  |  | XX
Exterior windows not described by the assembly categories listed above.
|  | B2030 | EXTERIOR DOORS |  | Number of doors |  | EA
All doors located in exterior walls or exterior skin.
|  |  | B203001 | SOLID DOORS | Number of doors |  | EA
Assemblies include all exterior solid doors, hollow metal or wood with frames. Solid doors may include glazing lites in doors. Door hardware is located in B203008 EXTERIOR DOOR HARDWARE.
|  |  | B203002 | GLAZED DOORS | Number of doors |  | EA
and curtainwalls. These doors can be made of storefront materials but are not part of a curtainwall or storefront. Door hardware is located in B203008 EXTERIOR DOOR HARDWARE.
|  |  | B203003 | REVOLVING DOORS | Number of doors |  | EA
Assemblies include all revolving doors at exterior of the facility.
|  |  | B203004 | OVERHEAD AND ROLL-UP DOORS | Area of doors |  | SF
Overhead and roll-up doors installed in exterior walls or exterior skin. Assemblies include frames, hardware, hoisting devices, and finish and other associated work. The unit of measure at the assembly level is each door.
|  |  | B203005 | HANGAR DOORS | Area of doors |  | SF
Large aircraft doors used on medium and high bay hangars. Assemblies would include frames, hardware, hoisting devices, and finish and other associated work.
|  |  | B203006 | BLAST RESISTANT DOORS | Area of doors |  | SF
Special exterior doors used for blast resistance. Assemblies would include frames, hardware, hoisting devices, and finish and other associated work.
|  |  | B203007 | GATES | Area of doors |  | SF
Any special gate type used in the exterior wall or exterior skin of the building. Assemblies would include frames, hardware, hoisting devices, and finish and other associated work. The unit of measure at the assembly level is each gate.
|  |  | B203008 | EXTERIOR DOOR HARDWARE | Number of doors |  | EA
Exterior door hardware includes items such as closers, hinges, locksets, panic hardware, etc.
|  |  | B203090 | OTHER EXTERIOR SPECIALTY DOORS |  |  | XX
Any special type door used in the exterior wall or exterior skin of the building. Assemblies would include frames, hardware, hoisting devices, and finish and other associated work. The unit measure at the assembly level is each door, or area of special doors, i.e., hangar doors.
|  |  | B203091 | OTHER EXTERIOR PERSONNEL DOORS |  |  | XX
Exterior personnel doors not described by the assembly categories listed above.
| B30 ROOFING |  |  |  | Gross area of roof |  | SF
This System includes all waterproof roof coverings and insulation, expansion joints, together with skylights, hatches, ventilators, and all required trim. In addition to roof coverings, the system includes all waterproof membranes and traffic toppings over below grade enclosed areas, balconies, and the like.
|  | B3010 | ROOF COVERINGS |  | Gross area of roof |  | SF
This System includes all waterproof roof coverings and insulation, expansion joints, together with skylights, hatches, ventilators, and all required trim. In addition to roof coverings, the system includes all waterproof membranes and traffic toppings over below grade enclosed areas, balconies, and the like.
|  |  | B301001A | STEEP SLOPE ROOF SYSTEMS - STANDING SEAM | Area of roof covering |  | SF
|  |  | B301001B | STEEP SLOPE ROOF SYSTEMS - SHINGLES | Area of roof covering |  | SF
|  |  | B301001C | STEEP SLOPE ROOF SYSTEMS - OTHER | Area of roof covering |  | SF
Assemblies include roof coverings such as shingle, wood shake, structural standing seam, metal roofing, etc.
|  |  | B301002A | LOW SLOPE ROOF SYSTEMS - TPO | Area of topping or membrane |  | SF
|  |  | B301002B | LOW SLOPE ROOF SYSTEMS - FIBREGLASS | Area of topping or membrane |  | SF
|  |  | B301002C | LOW SLOPE ROOF SYSTEMS - MODIFIED BITUMEN | Area of topping or membrane |  | SF
|  |  | B301002D | LOW SLOPE ROOF SYSTEMS - OTHER | Area of topping or membrane |  | SF
Assemblies include roof coverings such as built-up, elastomeric, modified bitumen, etc.. Also, walkways and work areas (used to gain access to rooftop equipment) will be included here.
|  |  | B301003 | ROOF INSULATION & FILL | Area of insulation |  | SF
Assemblies include all types of insulation associated with the roof area.
|  |  | B301004 | FLASHINGS & TRIM | Area of flashings |  | SF
Assemblies include all flashings associated with the roof, i.e., eave flashing, gable flashing, etc.
|  |  | B301005 | GUTTERS & DOWNSPOUTS | Length of gutters and downspouts |  | LF
Assemblies include all gutters, downspouts, and associated work including splash blocks.
|  |  | B301006 | ROOF OPENINGS AND SUPPORTS | Area of openings |  | SF
All roof penetrations including roof hatches, sky lights, area glazing, gravity roof ventilators, smoke vents, etc.
|  |  | B301090 | OTHER ROOFING
|  |  |  | Roofing not described by the assembly categories listed above. |  |  | XX
C INTERIORS |  |  |  |  | Gross floor area |  | SF
Construction which takes place inside the exterior wall or exterior closure. The system does not include interior structural walls, which are included in B1010 FLOOR CONSTRUCTION and B1020 ROOF CONSTRUCTION.
| C10 INTERIOR CONSTRUCTION |  |  |  | Gross floor area |  | SF
This assembly includes partitions, interior doors, and specialties.
|  | C1010 | PARTITIONS |  | Area of partitions |  | SF
Includes all interior partitions.
|  |  | C101001 | FIXED PARTITIONS | Area of fixed partition walls |  | SF
Interior fixed partitions include metal or wood studs, sheetrock, masonry, and concrete walls.
|  |  | C101002 | DEMOUNTABLE PARTITIONS | Area of demountable partition walls |  | SF
Assemblies would include all demountable partitions and associated work including tracks and anchoring systems.
|  |  | C101003 | RETRACTABLE PARTITIONS | Area of retractable partition walls |  | SF
Assemblies would include all retractable or folding partitions and associated work including tracks and anchoring systems.
|  |  | C101004 | INTERIOR GUARDRAILS & SCREENS | Length of balustrades and screens |  | LF
Assemblies include balustrades (balcony handrails and the row screen of posts that support them) and screens and associated work including tracks and anchoring systems. These balustrades/guardrails are related to interior balconies and are not associated with stairs.
|  |  | C101005 | INTERIOR WINDOWS | Area of windows |  | SF
Fixed or operable windows. Assemblies would include frames, glazing, caulking and other associated work.
|  |  | C101006 | GLAZED PARTITIONS & STOREFRONTS | Area of partitions and storefronts |  | SF
Fixed interior glazed partitions including interior storefronts with doors. Assemblies include frames, glazing, caulking, and other associated work.
|  |  | C101007 | INTERIOR GLAZING | Area of interior glazing |  | SF
|  |  | C101008 | INTERIOR JOINT SEALANT | Length of sealants |  | LF
Interior application of sealants to seal joints and prepare for finish material installation. The application shall include partitions, doors and fitting.
|  |  | C101090 | OTHER PARTITIONS |  |  | XX
Interior partitions not described by the assembly categories listed above.
|  | C1020 | INTERIOR DOORS |  | Number of leaves |  | LEF
All interior doors.
|  |  | C102001 | STANDARD INTERIOR DOORS | Number of leaves |  | LEF
Assemblies include all standard interior wood or hollow metal doors with frames, finish, etc.. Standard interior door may include vision lites. Interior door hardware is located in C102007 INTERIOR DOOR HARDWARE.
|  |  | C102002 | GLAZED INTERIOR DOORS | Number of leaves |  | LEF
Assemblies include all glazed interior doors with glass, frames, finish, including storefront, etc.. Interior door hardware is located in C102007 INTERIOR DOOR HARDWARE.
|  |  | C102003 | FIRE DOORS | Number of leaves |  | LEF
Assemblies include all interior fire doors, including all necessary frames, and sensing devices integral with the door. Interior door hardware is located in C102007 INTERIOR DOOR HARDWARE.
|  |  | C102004 | SLIDING & FOLDING DOORS | Area of sliding or folding door |  | SF
Assemblies include all sliding and folding doors with frames, hardware, locking devices, tracks, and supporting systems. The unit of measure at the assembly level is each.
|  |  | C102005 | INTERIOR OVERHEAD DOORS | Area of doors |  | SF
Overhead doors installed in the interior of a facility. Assemblies include frames, hardware, hoisting devices, and finish and other associated work. The unit of measure at the assembly level is each door.
|  |  | C102006 | INTERIOR GATES | Area of gates |  | SF
Any special type gate installed in the interior of a facility. Assemblies include frames, hardware, hoisting devices, and finish and other associated work. The unit measure at the assembly level is each gate.
|  |  | C102007 | INTERIOR DOOR HARDWARE | Number of doors |  | EA
Interior door hardware includes items such as closers, hinges, locksets, panic hardware, etc.
|  |  | C102090 | OTHER INTERIOR SPECIALTY DOORS |  |  | XX
Any special type door installed in the interior of a facility. Assemblies include frames, hardware, hoisting devices, and finish and other associated work. The unit measure at the assembly level is each gate.
|  |  | C102091 | OTHER INTERIOR PERSONNEL DOORS |  |  | XX
Interior personnel doors not described by the assembly categories listed above.
|  | C1030 | SPECIALTIES |  | Gross floor area |  | SF
Most commonly used specialty items.
|  |  | C103001 | COMPARTMENTS, CUBICLES & TOILET PARTITIONS | Number of compartments, cubicles, or toilet partitions |  | EA
Assemblies include individual compartments, cubicles, toilet partitions, and urinal screens.
|  |  | C103002 | TOILET & BATH ACCESSORIES | Number of accessories |  | EA
Toilet and bath accessories. For example, soap dispensers, toilet paper holder, towel dispensers, grab bars, bathroom mirrors, etc.
|  |  | C103003 | MARKER BOARDS & TACK BOARDS | Each Board |  | EA
Assemblies include all marker boards, tackboards, and fastening devices. The unit of measure at the assembly level is each.
|  |  | C103004 | IDENTIFYING DEVICES | Number of identifying devices |  | EA
Assemblies include all signs, plaques, traffic markers, etc.
|  |  | C103005 | LOCKERS | Number of lockers |  | EA
Assemblies include all types of lockers, either wood or metal, single or double tier. Special bases used for lockers would be included in this assembly.
|  |  | C103006 | SHELVING | Length of shelving |  | LF
Assemblies include all types of shelving with brackets and all supporting materials and finish, if required.
|  |  | C103007 | FIRE EXTINGUISHER CABINETS | Number of fire extinguisher cabinets |  | EA
This assembly would include all types and sizes of fire extinguisher cabinets. Fire extinguishers are not included in this assembly; they are included in D40.
|  |  | C103008 | COUNTERS | Length of counters |  | LF
Assemblies include all counters and countertops with all necessary brackets and supporting materials and finish, if required.
|  |  | C103009 | CABINETS | Length of cabinets |  | LF
This assembly includes all cabinetry and millwork items with associated accessories and anchoring devices. Cabinet finishes are included in this assembly. Metal cabinets and special use cabinetry (medical, dental, libraries, etc.) are included in C103010 CASEWORK.
|  |  | C103010 | CASEWORK
Assemblies would include built-in premanufactured cabinetry for specialized functions such as labs, libraries, medical and dental facilities.
|  |  | C103011 | CLOSETS | Length of closets |  | LF
This assembly includes all built-in closets with all associated work and finishes. These closets are millwork items or prefabricated coat closets for schools and dormitories.
|  |  | C103012 | FIRESTOPPING PENETRATIONS | Each Penetration |  | EA
Assembly includes sleeve, caulking, and flashing.
|  |  | C103013 | SPRAYED FIRE-RESISTIVE MATERIALS | Area of coverage |  | SF
Sprayed Fire-Resistive Materials includes materials that are applied primarily to a building's framework (columns, beams, bracing, metal decking) to prevent structural failure.
|  |  | C103014 | ENTRANCE FLOOR GRILLES AND MATS | Area of grilles/mats |  | SF
Assemblies include floor grilles and mats installed in a fixed arrangement at a building entrance.
|  |  | C103015 | ORNAMENTAL METALWORK | Number of metalwork items |  | EA
Building components made from ornamental metals. Ornamental stair handrails are included in B1010 EXTERIOR STAIRS and C20 STAIRS.
|  |  | C103090 | OTHER INTERIOR SPECIALTIES | Number of specialty items |  | EA
Interior specialties not described by the assembly categories listed above.
C20 STAIRS |  |  |  |  | Number of flights |  | FLT
Work includes all stair construction.
|  | C2010 | STAIR CONSTRUCTION |  | Number of flights |  | FLT
All work items located within the building footprint. A flight of stairs is considered to be all the treads and risers with landings required to travel from one floor to the next.
|  |  | C201001 | INTERIOR AND EXTERIOR STAIRS | Number of flights |  | FLT
All stair work items associated with non-fire escape stairs. The stairs can be either interior stairs or stairs exposed to the weather. Exterior stairs are exposed to the outside and do not typically require HVAC. A flight of stairs is considered to be all the treads and risers with landings required to travel from one floor to the next.
|  |  | C201002 | FIRE ESCAPE STAIRS | Number of flights |  | FLT
Assemblies include exterior stairs which are used for emergency egress. These stairs are exposed to the weather. Handrails, finishes and associated work items are included in this assembly.
|  |  | C201090 | STAIR HANDRAILS, GUARDRAILS AND ACCESSORIE |  |  | XX
Stair handrails, guardrails, and cast-in-place nosings for interior and exterior stairs.
| C30 INTERIOR FINISHES |  |  |  | Area of finishing |  | SF
Includes wall finishes, floor finishes, and ceiling finishes.
|  | C3010 | WALL FINISHES |  | Area of finished walls |  | SF
Finishes which are applied to interior wall surfaces. For coatings, refer to C3040.
|  |  | C301001 | CONCRETE WALL FINISHES | Area of finished walls |  | SF
This assembly would include a concrete finish applied directly to an interior wall surface. This assembly does not include items that directly apply to wall finishes covered elsewhere in this subsystem.
|  |  | C301002 | PLASTER WALL FINISHES | Area of finished walls |  | SF
This assembly includes plaster or stucco applied directly to an interior wall surface. Lath and associated work would be included in this assembly. This assembly does not include items that directly apply to wall finishes covered elsewhere in this subsystem.
|  |  | C301003 | GYPSUM WALLBOARD FINISHES | Area of finished walls |  | SF
This assembly includes gypsum wallboard applied directly to an interior wall surface. Furring strips or channels are included in this assembly. This assembly also includes taping, sanding, finishing, and sheetrock accessories. This assembly does not include items that directly apply to wall finishes covered elsewhere in this subsystem.
|  |  | C301004 | TILE & TERRAZZO WALL FINISHES | Area of finished walls |  | SF
This assembly includes tile and terrazzo applied directly to an interior wall surface. Each type of tile would be a separate assembly.
|  |  | C301005 | WALL COVERINGS | Area of wall coverings |  | SF
This assembly includes wall coverings and protective strips applied directly to an interior wall surface.
|  |  | C301006 | ACOUSTICAL PANELS ADHERED TO WALLS | Area of acoustical tiles and panels |  | SF
This assembly includes acoustical tiles and panels with associated work applied directly to an interior wall surface.
|  |  | C301090 | OTHER WALL FINISHES |  |  | XX
Assemblies include finishes to wall types not included above. These include, but are not limited to, different types of shielding and the work and materials associated with each.
|  | C3020 | FLOOR FINISHES |  | Area of finished floors |  | SF
All flooring and floor finishes applied to interior floors. For coatings refer to C3040.
|  |  | C302001 | TILE FLOOR FINISHES | Area of tile floors |  | SF
Assemblies include ceramic, quarry, and other non-resilient tile floors.
|  |  | C302002 | TERRAZZO FLOOR FINISHES | Area of terrazzo floors |  | SF
Assemblies include terrazzo floors.
|  |  | C302003 | WOOD FLOORING | Area of wood floors |  | SF
Assemblies include wood floors.
|  |  | C302004 | RESILIENT FLOOR FINISHES | Area of resilient floors |  | SF
Assemblies include resilient floors.
|  |  | C302005 | CARPETING | Area of carpeting |  | SF
|  |  | C302006 | MASONRY & STONE FLOORING | Area of masonry or stone flooring |  | SF
Assemblies include masonry, concrete pavers, and stone flooring.
|  |  | C302007 | WALL BASE FINISHES | Length of wall base |  | LF
Assemblies include wall base, consisting of various materials such as vinyl, ceramic tile, etc.
|  |  | C302008 | STAIR FINISHES | Area of coverage |  | SF
Includes field-applied finish materials (other than paint) to surfaces of stairs including treads, risers and landings.
|  |  | C302009 | FLOOR TOPPINGS AND TRAFFIC MEMBRANES | Area of coverage |  | SF
Assemblies include floor toppings and membrane systems.
|  |  | C302010 | HARDENERS AND SEALERS | Area of coverage |  | SF
Assemblies include floor hardeners and sealers, typically applied on concrete floors.
|  |  | C302011 | RAISED ACCESS FLOORING | Area of special flooring |  | SF
Assemblies include all types of raised flooring, pedestal access floors and other types of access flooring.
|  |  | C302090 | OTHER FLOORING & FLOOR FINISHES |  |  | XX
Assemblies include floor finishes not described by the assembly categories listed above, such as conductive, armored, etc..
|  | C3030 | CEILING FINISHES |  | Area of ceilings |  | SF
All ceilings and ceiling finishes applied to interiors. For coatings, refer to C3040.
|  |  | C303001 | ACOUSTICAL CEILING TILES & PANELS | Area of acoustical ceilings |  | SF
Assemblies include acoustical ceiling tiles and panels. The suspension system, if required, is in Assembly Category C303005. This assembly does not include items that directly apply to ceiling finishes covered elsewhere in this subsystem.
|  |  | C303002 | GYPSUM WALLBOARD CEILING FINISHES | Area of gypsum ceilings |  | SF
Assemblies include gypsum wallboard applied to interior ceilings. Furring strips or channels are included in this assembly if they are applied directly to the ceiling surface. If the gypsum board is applied to a suspended ceiling system, the suspended system would be in Assembly Category C303005. This assembly does not include items that directly apply to ceiling finishes covered elsewhere in this subsystem.
|  |  | C303003 | PLASTER CEILING FINISHES | Area of plaster ceiling finish |  | SF
Assemblies include plaster or stucco finishes applied to interior ceilings. Lath and associated work would apply to this assembly. This assembly does not include items that directly apply to ceiling finishes covered elsewhere in this subsystem.
|  |  | C303004 | WOOD CEILINGS | Area of wood ceilings |  | SF
Assemblies include wood ceilings. Different types of wood ceilings should be separated into different assemblies. If the wood ceiling is applied to a suspended ceiling system, the suspended system would be in Assembly Category C303005. This assembly does not include items that directly apply to ceiling finishes covered elsewhere in this subsystem.
|  |  | C303005 | SUSPENSIONS SYSTEMS | Area of suspension system |  | SF
This assembly includes any suspension system which is suspended or hung from the structure for the purpose of fastening a ceiling.
|  |  | C303006 | METAL STRIP CEILINGS | Area of metal ceiling |  | SF
Assemblies include all metal strip materials applied to ceilings.
|  |  | C303090 | OTHER CEILING & CEILING FINISHES |  |  | XX
Special ceilings and ceiling finishes not described by the assembly categories listed above.
|  | C3040 | INTERIOR COATINGS AND SPECIAL FINISHES |  | Area of interior coatings |  | SF
This assembly includes surface preparation and application of coatings to interior surfaces.
|  |  | C304001 | GENERAL REQUIREMENTS | Area of coatings and finishes |  | SF
|  |  | C304002 | CONCRETE FINISHES | Area of concrete finishes |  | SF
|  |  | C304003 | CONCRETE MASONRY FINISHES | Area of concrete masonry finishes |  | SF
|  |  | C304004 | METAL FINISHES | Area of metal finishes |  | SF
|  |  | C304005 | INTERIOR WOOD FINISHES | Area of wood finishes |  | SF
|  |  | C304006 | GYPSUM WALLBOARD FINISHES | Area of gypsum wallboard coatings |  | SF
|  |  | C304007 | SPECIAL COATINGS ON WALLS | Area of special wall coatings |  | SF
D SERVICES | [6 empty] | EA
Includes all methods of conveying, plumbing, HVAC, fire protection, and electrical.
| D10 CONVEYING |  |  |  | Number of stories |  | STY
This system includes elevators, escalators, pneumatic tube systems, conveyors, chutes, etc. Foundations for these systems are included in System A, Substructure.
|  | D1010 | ELEVATORS AND LIFTS |  | Number of stops |  | STP
Includes passenger elevators and freight elevators.
|  |  | D101002 | PASSENGER ELEVATORS | Number of stops |  | STP
The unit measure at the assembly level is each stop.
|  |  | D101003 | FREIGHT ELEVATORS | Number of stops |  | STP
The unit measure at the assembly level is each stop.
For elevator please specify type of elevator, weight, capacity, number of elevators in addition to number of stops
|  | D1020 | WEIGHT HANDLING EQUIPMENT |  | Number of items |  | EA
|  | D1090 | OTHER CONVEYING SYSTEMS |  | Number of systems |  | EA
| D20 PLUMBING |  |  |  | Number of fixtures |  | EA
The plumbing system's primary function is the transfer of liquids and gases. This system includes all water supply and waste items within the building.
|  | D2010 | PLUMBING FIXTURES |  | Number of fixtures |  | EA
All terminal devices on the domestic plumbing system which have water supplied to the fixture includign accessories. Hot water heaters, hose bibbs, and special equipment are not counted as a fixture.
|  |  | D201001 | WATERCLOSETS | Number of fixtures |  | EA
|  |  | D201002 | URINALS | Number of fixtures |  | EA
|  |  | D201003 | LAVATORIES | Number of fixtures |  | EA
|  |  | D201004 | SINKS | Number of fixtures |  | EA
|  |  | D201005 | SHOWERS | Number of fixtures |  | EA
|  |  | D201006 | TUBS | Number of fixtures |  | EA
|  |  | D201007 | DRINKING FOUNTAINS & COOLERS | Number of fixtures |  | EA
|  |  | D201008 | EMERGENCY EYE WASH | Number of fixtures |  | EA
|  |  | D201090 | EMERGENCY FIXTURES |  |  | XX
Emergency fixtures not described by the assembly categories listed above.
|  | D2020 | DOMESTIC WATER DISTRIBUTION |  | Number of fixtures |  | EA
This system provides for human health and comfort. The water supply needed is determined by the number of fixtures attached. Hot water heaters, hose bibbs, and special equipment are not counted as a fixture.
|  |  | D202001 | PIPES & FITTINGS | Number of fixtures |  | EA
Assemblies include all pipe, fittings, and associated work with regard to domestic water supply. The unit of measure at the assembly level is number of fixtures.
|  |  | D202002 | VALVES & HYDRANTS | Number of valves and hydrants |  | EA
Assemblies include all valves and hydrants. Hose bibbs are included in this assembly. The unit of measure at the assembly level is number of valves and hydrants.
|  |  | D202003 | DOMESTIC WATER EQUIPMENT | Number of fixtures |  | EA
This assembly includes equipment associated with the domestic water supply, including fittings, and specialties required for hook-up. Assemblies include hot water heaters, water treatment plant, i.e., water softeners, filters, distillers, etc.; pumps directly associated with domestic water supply; and tanks for the potable hot or cold water system. The unit of measure at the assembly level is pieces of equipment.
|  |  | D202004 | INSULATION & IDENTIFICATION | Number of fixtures |  | EA
Assemblies include insulation used in association with domestic water supply. The unit of measure at the assembly level is number of fixtures.
|  |  | D202005 | SPECIALTIES | Pieces of equipment |  | EA
Any other special items associated with domestic water supply. All associated work items, including pipes, fittings, valves, insulation, and hook-up should be included in this assembly. The unit of measure at the assembly level is pieces of special equipment.
|  |  | D202090 | OTHER DOMESTIC WATER SUPPLY |  |  | XX
Domestic water supply not described by the assembly categories listed above.
|  | D2030 | SANITARY WASTE |  | Number of fixtures |  | EA
This system provides for human health and comfort. Fixtures include all terminal devices which have a water supply (except water supply equipment and specialties), and also devices that transfer fluids into the sanitary waste system that do not have a water supply. Floor drains (not drain hubs) are included as a sanitary waste fixture.
|  |  | D203001 | WASTE PIPE & FITTINGS | Number of fixtures |  | EA
Assemblies include all pipe, fittings, and associated work with regard to sanitary waste pipe and fittings. The unit of measure at the assembly level is number of fixtures.
|  |  | D203002 | VENT PIPE & FITTINGS | Number of fixtures |  | EA
Assemblies include all pipe, fittings, and associated work with regard to sanitary vent pipe and fittings. The unit of measure at the assembly level is number of fixtures.
|  |  | D203003 | FLOOR DRAINS | Number of floor drains |  | EA
Assemblies include all floor drains. Hub drains are considered to be pipe and are not included in this category. The unit of measure at the assembly level is number of drains.
|  |  | D203004 | SANITARY AND VENT EQUIPMENT | Number of fixtures |  | EA
This is equipment associated with the sanitary waste system, including fittings and specialties required for hook-up. Assemblies include waste treatment equipment, i.e., sluice gates, incinerators, etc.; pumps for sewage injection; and holding tanks for the domestic water system. The unit of measure at the assembly level is pieces of equipment.
|  |  | D203005 | INSULATION & IDENTIFICATION | Number of fixtures |  | EA
Assemblies include insulation used in association with sanitary waste and vent system. The unit of measure at the assembly level is number of fixtures.
|  |  | D203090 | OTHER SANITARY WASTE |  |  | XX
Sanitary waste and vent not described by the assembly categories listed above.
|  | D2040 | RAIN WATER DRAINAGE |  | Area of roof |  | SF
Roof drainage system. Gutter and downspouts are not included in this subsystem.
|  |  | D204001 | PIPE & FITTINGS | Length of pipe |  | LF
Assemblies include pipe and fittings from the roof drains to the discharge points, including supports and other associated work.
|  |  | D204002 | ROOF DRAINS | Number of roof drains |  | EA
Assemblies include roof drains. The unit of measure at the assembly level is number of drains.
|  |  | D204003 | RAINWATER DRAINAGE EQUIPMENT | Pieces of equipment |  | EA
This is equipment associated with the rain water drainage, including fittings and specialties required for hook-up. Assemblies include pumps and other associated items for drainage of rain water.
|  |  | D204004 | INSULATION & IDENTIFICATION | Length of pipe insulation |  | LF
Assemblies include insulation used in association with rain water drainage system.
|  |  | D204090 | OTHER RAIN WATER DRAINAGE SYSTEM |  |  | XX
Rain water drainage system not described by the assembly categories listed above.
|  | D2090 | OTHER PLUMBING SYSTEMS |  | Number of special fixtures, etc. |  | EA
This subsystem includes all special plumbing systems which are not included in D2010 through D2040.
|  |  | D209001 | SPECIAL PIPING SYSTEMS | Number of special fixtures, interceptors, etc. |  | EA
Assemblies include all special pipe and fittings, excluding acid waste pipe and work with regard to special pipe. Medical gas and vacuum fittings, and associated systems piping are included in this category. The unit of measure at the assembly level is the number of special fixtures, interceptors, outlets, or systems.
|  |  | D209002 | ACID WASTE SYSTEMS | Number of special fixtures, interceptors, etc. |  | EA
Assemblies include all pipe, fittings, special acid waste equipment, and other associated work items with regard to acid waste systems. The unit of measure at the assembly level is the number of special fixtures, interceptors, outlets, or systems.
|  |  | D209003 | INTERCEPTORS | Number of interceptors |  | EA
Assemblies include all interceptors. The unit of measure at the assembly level is number of interceptors.
|  |  | D209005 | COMPRESSED AIR SYSTEM (NON-BREATHING) | Pounds per square inch |  | PSI
|  |  | D209090 | OTHER SPECIAL PLUMBING SYSTEMS |  |  | XX
This system includes special plumbing systems not described by the assembly categories listed above, such as fountain piping systems and devices.
| D30 HVAC |  |  |  | Total MBH capacity |  | MBH
This system includes all equipment, distribution systems, controls, and energy supply systems required by the heating, ventilating, and air conditioning system.
|  | D3010 | ENERGY SUPPLY |  | Total power of heating system |  | MBH
The energy input to the facility (other than electrical) in the form of fuels or hot and cold water distributed from a central base facility. Energy received from wind or solar power is included in this subsystem.
|  |  | D301001 | OIL SUPPLY SYSTEM | Calories per gallon |  | MBH
Assemblies include storage equipment, transfer equipment, and distribution piping. The unit of measure at the assembly level is each system.
|  |  | D301002 | GAS SUPPLY SYSTEM | MBH |  | MBH
This category includes both natural gas and LPG. Assemblies include metering and regulation equipment, storage equipment, transfer equipment, and distribution piping. The unit of measure at the assembly level is each system.
|  |  | D301003 | STEAM SUPPLY SYSTEM (FROM CENTRAL PLANT) | Power |  | MBH
Assemblies include meters, valves, heat exchangers, fittings, and specialties required for hook-up and distribution piping, including supports, sleeves, and insulation. The unit of measure at the assembly level is each system.
|  |  | D301004 | HOT WATER SUPPLY SYSTEM (FROM CENTRAL PLANT) | Power |  | MBH
Assemblies include meters, valves, heat exchangers, fittings, and specialties required for hook-up and distribution piping, including supports, sleeves, and insulation. The unit of measure at the assembly level is each system.
|  |  | D301005 | SOLAR ENERGY SUPPLY SYSTEMS | Power |  | MBH
Assemblies include collector panels, heat exchangers, storage tanks, pumps, etc., including pipe and fittings required for hook-up. The unit of measure at the assembly level is each system.
|  |  | D301006 | WIND ENERGY SUPPLY SYSTEM | Power |  | MBH
Wind is used to turn a generator which generates electricity. This energy is either stored in a battery or used to generate hot water in an electric boiler. Assemblies would include the required devices to make this a total electromechanical system. The unit of measure at the assembly level is each system.
|  |  | D301007 | COAL SUPPLY SYSTEM | Power |  | MBH
This category includes storage equipment, transfer equipment, processing equipment, and distribution piping. The unit of measure at the assembly level is each system.
|  |  | D301090 | OTHER ENERGY SUPPLY |  |  | XX
Energy supply not described by the assembly categories listed above.
|  | D3020 | HEAT GENERATING SYSTEMS |  | Total power of heating system |  | MBH
This subsystem includes steam, hot water, furnace, and unit heater systems. Fuels include coal, oil, gas and electric unless otherwise noted.
|  |  | D302001 | BOILERS | Power |  | MBH
Assemblies include steam or hot water boilers, expansion tanks, chemical feeders, air separators, pumps, heat exchangers, boiler feed units, etc. This assembly would also include fittings and specialties and the flue stack. The unit of measure at the assembly level is each system.
|  |  | D302004 | AUXILIARY EQUIPMENT | Power |  | MBH
Assemblies would include any other equipment associated with heat generating systems. The unit of measure at the assembly level is each.
|  |  | D302005 | EQUIPMENT THERMAL INSULATION | Area of insulation |  | SF
Assemblies would include insulation of any component in this subsystem. The unit of measure at the assembly level is each.
|  |  | D302090 | OTHER HEAT GENERATING SYSTEMS |  |  | XX
Heat generating systems not described in the assembly categories listed above.
|  | D3030 | COOLING GENERATING SYSTEMS |  | Total power of cooling capacity |  | TON
Cooling generating equipment of the absorption, centrifugal, reciprocating, and direct expansion types.
|  |  | D303001 | CHILLED WATER SYSTEMS | Power |  | TON
Assemblies include condensers, compressors, chillers, pumps, cooling towers, etc., including fittings and specialties required for hook-up. The unit of measure at the assembly level is each.
|  |  | D303002 | DIRECT EXPANSION SYSTEMS | Power |  | TON
Assemblies include condensers, compressors, heat pumps, and refrigerant piping. The unit of measure at the assembly level is each.
|  |  | D303090 | OTHER COOLING GENERATING SYSTEMS |  |  | XX
Cooling generating systems not described by the assembly categories listed above.
|  | D3040 | DISTRIBUTION SYSTEMS |  | Power |  | MBH
This includes systems that distribute heated and cooled air, ventilating and exhaust air, hot and chilled water, steam, and glycol heating.
|  |  | D304001 | AIR DISTRIBUTION, HEATING & COOLING | Volume of air flow |  | MCFM
Assemblies include heating coils, cooling coils, and fittings and specialties required for water hook-up. This assembly also includes duct heaters, filters, humidifiers, supply and return ductwork, dampers, fire dampers, supply and return grilles, registers and diffusers, turning vanes, sound traps, and all associated insulation. The unit of measure at the assembly level is MCFM.
|  |  | D304002 | STEAM DISTRIBUTION SYSTEMS | Power |  | MBH
Assemblies include pipe and fittings, supports, wall and floor sleeves, and pipe insulation. The unit of measure at the assembly level is MBH.
|  |  | D304003 | HOT WATER DISTRIBUTION SYSTEMS | Power |  | MBH
Assemblies include pipe and fittings, supports, wall and floor sleeves, and pipe insulation. The unit of measure at the assembly level is MBH.
|  |  | D304004 | CHANGE OVER DISTRIBUTION SYSTEMS | Power |  | MBH
|  |  | D304005 | GLYCOL DISTRIBUTION SYSTEMS | Power |  | MBH
Assemblies include pipe and fittings, supports, wall and floor sleeves, and pipe insulation. The unit of measure at the assembly level is MBH.
|  |  | D304006 | CHILLED WATER DISTRIBUTION SYSTEMS | Power |  | TON
Assemblies include pipe and fittings, supports, wall and floor sleeves, and pipe insulation. The unit of measure at the assembly level is tons.
|  |  | D304007 | EXHAUST SYSTEMS | Volume of air flow |  | MCF
Assemblies include ductwork grilles, registers, diffusers, fans, and all associated work. The unit of measure at the assembly level is each system.
|  |  | D304008 | AIR HANDLING UNITS | Volume of air flow |  | MCFM
|  |  | D304090 | OTHER DISTRIBUTION SYSTEMS |  |  | XX
Distribution systems not described by the assembly categories listed above.
|  | D3050 | TERMINAL & PACKAGE UNITS |  | Power |  | MBH
This category includes self-contained heating and cooling units.
|  |  | D305001 | UNIT VENTILATORS | Number of units |  | EA
Assemblies include the complete terminal unit and wall sleeve with all controls.
|  |  | D305002 | UNIT HEATERS | Number of units |  | EA
Assemblies include the complete terminal unit and wall sleeve with all controls.
|  |  | D305003 | FAN COIL UNITS | Number of units |  | EA
Assemblies include the complete terminal unit and wall sleeve with all controls.
|  |  | D305004 | FIN TUBE RADIATION | Number of units |  | EA
Assemblies include the complete terminal unit and wall sleeve with all controls.
|  |  | D305005 | ELECTRIC HEATING | Number of units |  | EA
Assemblies include the complete terminal unit and wall sleeve with all controls.
|  |  | D305006 | PACKAGE UNITS | Number of units |  | EA
Assemblies include complete package units, with integral roof top curbs and all associated devices. A heating system can be selected from hot water, steam coil, or gas furnace and can be a single or multi-zone system. The unit of measure at the assembly level is each.
|  |  | D305090 | OTHER TERMINAL & PACKAGE UNITS |  |  | XX
Terminal and package units not described by the assembly categories listed above.
|  | D3060 | CONTROLS & INSTRUMENTATION |  | Power |  | MBH
Includes devices such as thermostats, timers, sensors, control valves, etc., necessary to operate the system as designed.
|  | D3070 | SYSTEMS TESTING & BALANCING |  | Power |  | MBH
This includes operation of all systems to determine capacity and adjustment of water flow in chilled water and hot water systems, air flow of air handling units, supply and exhaust fans, and supply and return, and exhaust registers.
|  | D3090 | OTHER HVAC SYSTEMS AND EQUIPMENT |  | Number of special mechanical systems |  | EA
This subsystem includes special mechanical systems that are not normally included as part of standard HVAC systems.
| D40 FIRE PROTECTION |  |  |  | Gross floor area |  | SF
This system includes standard and special fire protection systems. Fire alarm systems are included in D503001.
|  | D4020 | FIRE SUPPRESSION WATER SUPPLY AND EQUIPMENT |  | Length of system |  | LF
Requirements for water supply design criteria and any items located upstream of the suppression systems such as PIV's, backflow preventers, strainers, etc.. The water supply distribution system begins 5'-0" outside the building.
|  |  | D402001 | FIRE PROTECTION WATER PIPING AND EQUIPMENT | Length of system |  | LF
Piping
|  |  | D402002 | FIRE PUMP | Number of pumps |  | EA
|  | D4030 | STANDPIPE SYSTEMS |  | Number of sprinkler heads |  | EA
This subsystem includes the complete standpipe system.
|  |  | D403001 | STANDPIPE EQUIPMENT & PIPING | Number of sprinkler heads |  | EA
Assemblies include standpipe risers and all other piping, fittings, and supports associated with this category. Siamese connections, roof manifolds, cabinets, hoses, racks, and other fire department connections are included in this assembly. All equipment including pumps, tanks, etc., with all required fittings and specialties for hook-up are included in this assembly.
|  | D4040 | SPRINKLERS |  | Number of sprinkler heads |  | EA
This subsystem includes the water supply equipment and related piping from the equipment to the sprinkler head.
|  |  | D404001 | SPRINKLERS AND RELEASING DEVICES | Number of sprinkler heads |  | EA
The fixture, device, or sprinkler head that releases the water to suppress the fire. The unit of measure at the assembly level is each sprinkler head.
|  |  | D404002 | SPRINKLER WATER SUPPLY EQUIPMENT AND PIPING | Number of sprinkler heads |  | EA
Assemblies include alarm valves, flow control valves, pipe and fittings from equipment to sprinkler heads, including all supports and wall or floor sleeves. All equipment including tanks, pumps, and other associated equipment, fittings and specialties required for hook-up are in this assembly. The unit of measure at the assembly level is each sprinkler head.
|  | D4090 | OTHER FIRE PROTECTION SYSTEMS |  | Each system |  | EA
Requirements for all other suppression systems. Water based systems (e.g., foam systems) specified from water supply onwards, complete specification for gas systems, incidental systems such as kitchen hood systems.
| D50 ELECTRICAL |  |  |  | Gross floor area |  | AMP |  | TO BE REVIEWED WITH SHONTA
This system is defined by the electric current used or regarded as a source of power.
|  | D5010 | ELECTRICAL SERVICE & DISTRIBUTION |  | Gross floor area |  | AMP
This subsystem provides for all electrical devices that are required to deliver the main source of power to the facility and to distribute this power to subpanels.
|  |  | D501001 | MAIN TRANSFORMERS | Number of transformers |  | AMP
Transformers used for primary electrical service and located within the building footprint. Assemblies include transformers, raised pad, trenching, and backfill. This assembly will not likely be used when an exterior transformer is required in G4010 ELECTRICAL DISTRIBUTION.
|  |  | D501002 | SERVICE ENTRANCE EQUIPMENT | Gross floor area |  | AMP
This includes the protection equipment and metering devices for main distribution. Assemblies include main distribution panel, breaker, fuses, and meters.
|  |  | D501003 | INTERIOR DISTRIBUTION TRANSFORMERS | Gross floor area |  | AMP
Transformers fed downstream of the service entrance equipment. Assemblies include transformers, conduit, conduit support, and wire.
|  |  | D501004 | PANELBOARDS | Gross floor area |  | AMP
Branch circuit panelboards. Assemblies include panelboards, breakers ,conduit, and wire.
|  |  | D501005 | ENCLOSED CIRCUIT BREAKERS | Gross floor area |  | AMP
Over-current protection device enclosed in its own housing. Assemblies include enclosed circuit breaker, conduit, and wire.
|  |  | D501006 | MOTOR CONTROL CENTERS | Gross floor area |  | AMP
This is a cabinet in which motor starters and operation devices are contained. Assemblies include the motor control center cabinet, motor starters, contacts, switches, conduit, wire, and all associated items.
|  |  | D501090 | OTHER SERVICE AND DISTRIBUTION |  |  | XX
Service and distribution not described by the assembly categories listed above.
|  | D5020 | LIGHTING & BRANCH WIRING |  | Floor area |  | SF
Lighting systems including light fixtures and devices, i.e., switches, receptacles, and equipment connections.
|  |  | D502001 | BRANCH WIRING | Floor area |  | SF
This assembly includes switches, receptacles, equipment connections, conduit, and wire.
|  |  | D502002 | LIGHTING EQUIPMENT | Per Fixture |  | EA
This assembly includes fixtures, conduit, wire, and switching devices.
|  |  | D502090 | OTHER LIGHTING AND BRANCH WIRING |  |  | XX
Lighting and branch wiring not described by the assembly categories listed above.
|  | D5030 | COMMUNICATIONS & SECURITY |  | Floor area |  | SF
This subsystem includes provisions for communication devices and alarm protection systems.
|  |  | D503001 | TELECOMMUNICATIONS SYSTEMS | Number of outlets |  | EA
This system would include central switchboards, telephone sets, underground ducts, and manholes. Assemblies include wire, conduit, backboards, cabinets, outlets, and power supply connections.
|  |  | D503002 | PUBLIC ADDRESS SYSTEMS | Floor area |  | SF
Assemblies include wire, conduit, speakers, monitoring devices, amplifiers, switches, power system tie-in devices, and detection devices.
|  |  | D503003 | INTERCOMMUNICATIONS SYSTEMS | Number of stations |  | EA
Assemblies include wire, conduit, speakers, monitoring devices, amplifiers, switches, power system tie-in devices, and detection devices.
|  |  | D503004 | TELEVISION SYSTEMS | Number of outlets |  | EA
Assemblies include wire, conduit, grounding amplifiers, receivers, video equipment, and outlets grouped according to use.
|  |  | D503005 | SECURITY SYSTEMS | Number of system control panels |  | EA
Assemblies include wire, conduit, conduit support or fastening systems, security alarm devices, all electrical connections, and other associated items. Intrusion Detection Systems (IDS) are included in this category.
|  |  | D503090 | OTHER COMMUNICATIONS & ALARM SYSTEMS |  |  | XX
|  | D5040 | FIRE ALARM AND DETECTION SYSTEMS |  | Gross floor area |  | SF
Assemblies include wire, conduit, conduit support or fastening systems, fire alarm devices, fire detection devices, safety switches, mass notification, all electrical connections and other associated items.
|  |  | D504001 | FIRE ALARM DISTRIBUTION | Gross floor area |  | SF
Wire, conduit, conduit support or fastening systems, switches and connections.
|  |  | D504002 | FIRE ALARM DEVICES | Number of devices |  | EA
Fire alarm and fire detection devices
Communication and alarm systems not described by the assembly categories listed above.
|  | D5090 | OTHER ELECTRICAL SERVICES |  | Gross Floor area |  | SF
Systems not described in System D5030.
|  |  | D509001 | GENERAL CONSTRUCTION ITEMS (ELECTRICAL) | Gross Floor area |  | SF
Includes construction other than electrical which must be performed in conjunction with the special electrical system to make the system complete.
|  |  | D509002 | EMERGENCY LIGHTING & POWER | Gross Floor area |  | SF
Assemblies include fixtures, motors used for power generation, connection and testing, transfer switches, conduit, wire, battery chargers, batteries, and solar panels.
|  |  | D509003 | GROUNDING SYSTEMS | Gross Floor area |  | SF
This assembly includes grounding protection systems.
|  |  | D509004 | LIGHTNING PROTECTION | Gross Floor area |  | SF
Assemblies include lightning protection devices (air terminals, mounting devices), clamps, ground rods, cadwells, conductors, trenching, backfill, and any other items used to ground metal structural frames with conduit and wire.
|  |  | D509005 | ELECTRIC HEATING | Gross Floor area |  | SF
Items could include baseboard heaters and wall and ceiling heaters. Assemblies include safety switches, control devices, heaters, conduit, and wire.
|  |  | D509006 | ENERGY MANAGEMENT CONTROL SYSTEM | Gross Floor area |  | SF
Assemblies include wire, conduit, conduit support or fastening systems, sensor devices, and all electrical connections.
|  |  | D509090 | OTHER SPECIAL SYSTEMS AND DEVICES |  |  | XX
Special systems and devices not described by the assembly categories listed above.
E EQUIPMENT & FURNISHINGS |  |  |  |  | Gross Floor area |  | SF
The types of equipment included in this assembly consist of the following: commercial, institutional, and vehicular. The types of furnishings found here include artwork, window treatments, seating, furniture, rugs etc.
| E10 EQUIPMENT |  |  |  | Gross Floor area |  | SF
This system refers to equipment not found in System C1030 (Fittings).
|  | E1020 | INSTITUTIONAL EQUIPMENT |  | Floor area |  | SF
Institutional equipment includes items that are normally found in hospitals, laboratories, auditoriums, and libraries.
|  |  | E102003 | LABORATORY EQUIPMENT | Pieces of equipment |  | EA
|  |  | E102005 | AUDITORIUM & STAGE EQUIPMENT | Pieces of equipment |  | EA
|  |  | E102006 | LIBRARY EQUIPMENT | Pieces of equipment |  | EA
|  | E1030 | VEHICULAR EQUIPMENT |  | Pieces of equipment |  | EA
Vehicular equipment includes for parking, loading docks, and warehouses.
|  |  | E103001 | PARKING CONTROL EQUIPMENT | Pieces of equipment |  | EA
|  |  | E103002 | LOADING DOCK EQUIPMENT | Number of docks |  | EA
|  |  | E103004 | AUTOMOTIVE SHOP EQUIPMENT | Pieces of equipment |  | EA
|  | E1090 | OTHER EQUIPMENT
The type of equipment found in his category include items for maintenance, food service, and waste handling.
| E20 FURNISHINGS |  |  |  | Floor area |  | SF
The types of furnishings found here include artwork, window treatments, seating, furniture, rugs, etc.
|  | E2010 | FIXED FURNISHINGS |  | Floor area |  | SF
The types of furnishings found here include artwork, window treatments, and seating.
|  |  | E201002 | WINDOW TREATMENTS | Area of window treatment |  | SF
|  |  | E201003 | SEATING (FIXED) | Number of seats |  | EA
F SPECIAL CONSTRUCTION & DEMOLITION |  |  |  |  | Floor area |  | SF
Special construction includes air-supported structures; pre-engineered structures; special purpose rooms; sound, vibration, and seismic construction; radiation protection; special security systems; aquatic facilities; ice rinks, site constructed incinerators; kennels and animal shelters; liquid and gas storage tanks; recording instrumentation; and building automation systems. Selective building demolition includes demolition of existing buildings, and site demolition.
| F10 SPECIAL CONSTRUCTION |  |  |  | Floor area |  | SF
Special construction includes air-supported structures; pre-engineered structures; special purpose rooms; sound, vibration, and seismic construction; radiation protection; special security systems; aquatic facilities; ice rinks, site constructed incinerators; kennels and animal shelters; liquid and gas storage tanks; recording instrumentation; and building automation systems.
| F20 BUILDING DEMOLITION | [5 empty] | LS
|  | 2010 | NON HAZARDOUS DEMOLITION |  | SF of demo area |  | SF
Selective building demolition includes demolition of existing buildings, and site demolition (Non hazardous only)
|  | 2020 | HAZARDOUS COMPONENTS DEMOLITION AND ABATEMENT |  | SF of demo area |  | SF
Hazardous components abatement includes the removal or encapsulation of hazardous building materials and components. Hazardous components include asbestos, lead based paint, paint containing cadmium, chromium and lead, mercury and low level radioactive components, PCBs, ozone depleting substances, animal droppings and molds and spores.
|  | 2030 | SELECTIVE DEMOLITION |  | SF of demo area |  | SF
Selective building demolition includes demolition of existing buildings, and site demolition (Non hazardous only)
|  | 2040 | TOTAL DEMOLITION |  | SF of demo area |  | SF
Total demolition of interior gut of the building
G BUILDING SITEWORK |  |  |  |  | Total area of site |  | ACR
Building sitework includes site preparations, site improvements, site civil/mechanical utilities, site electrical utilities, service and pedestrian tunnels, and other site construction, such as bridges, and railroad spurs.
| G10 SITE PREPARATIONS |  |  |  | Total area of site |  | ACR
This system includes assemblies for miscellaneous sitework such as clearing and grubbing, demolition and relocation, various earthwork tasks, and other site preparation and cleanup requirements. Hazardous cleanup is not included but is the subject of another WBS.
|  | G1010 | SITE CLEARING |  | Area to be cleared |  | ACR
This covers the different assemblies and options available for clearing of a site, tree and stump removal, burning, grubbing, chipping, and load and haul assemblies for removal of the cleared material.
|  | G1020 | SITE DEMOLITION & RELOCATIONS |  | Area to be demolished |  | SY
This includes the demolition and/or relocation of structures, pavements, fencing, and underground utilities. Disposal of debris or demolished material, including loading and hauling, is also included.
|  |  | G102001 | BUILDING MASS DEMOLITION | Interior volume of building |  | CF | Need information about quantity and size of different items to be demoed
This is the complete demolition of buildings or structures. Options include steel, concrete, masonry, and wood structures.
|  |  | G102002 | ABOVE GROUND SITE DEMOLITION | Area to be demolished |  | SY | Need information about quantity and size of different items to be demoed
This is the demolition of pavements, fencing, and other non-building structures on a site. Pavement include roads, sidewalks, driveways, and curbs. Fencing types include chain link, barbed wire, and wood. This can also include removal and disposal of above ground storage tanks, including tank contents, associated piping, etc.
|  |  | G102003 | UNDERGROUND SITE DEMOLITION | Area to be demolished |  | SY | Need information about quantity and size of different items to be demoed
This is the demolition of underground utilities such as piping, manholes, and other non-building underground structures. The unit of measure at the assembly level for piping is LF and for manholes is CY. This can also include removal and disposal of under ground storage tanks, including tank contents, associated piping, etc.
|  |  | G102005 | UTILITY RELOCATION | Length of pipe run |  | LF | Need information about quantity, size and type of different items to be demoed
To remove and reset. This is the removal and relocation of underground utilities such as steel and concrete pipe.
|  |  | G102006 | FENCING RELOCATION | Length of fencing |  | LF
|  |  | G102007 | SITE CLEANUP | Area of site to clean |  | SY
Covered in this assembly category are items for site and area cleanup and pavement sweeping. Disposal of the debris is also included.
|  |  | G102090 | OTHER SITE DEMOLITION & RELOCATIONS |  |  | XX
Site demolition and relocation not described by the assembly categories listed above.
|  | G1030 | SITE EARTHWORK |  | Volume of material |  | CY
Included are assemblies and options for site work such as grading, excavation, filling, compaction, stabilization, etc.
|  |  | G103001 | GRADING | Area to be graded |  | SY
Grading is leveling or flattening of the site in preparation for landscaping or other site construction. Includes unlined stormwater collection ponds.
|  |  | G103002 | COMMON EXCAVATION | Volume of material to be excavated |  | CY
This is excavation for roads, sidewalks, curbs, and trenching for underground utilities. Excavation may be carried out by a variety of equipment sizes and types. Disposal of the excavated material is also included.
|  |  | G103003 | ROCK EXCAVATION | Volume of rock to be excavated |  | CY
This is excavation of rock by explosives. Different equipment selections and load and haul are included.
|  |  | G103004 | FILL & BORROW | Volume of material to place |  | CY
This is filling or replacing the material that was removed during excavation. Either the excavated material may be used or soil and sand may be hauled in from off-site. Filling to basements and foundations is not included in the subsystem.
|  |  | G103005 | COMPACTION | Volume of material to compact |  | CY
Compaction is the process of packing the fill material once it is in place. This may be done by machine or hand. Assemblies exist for both hand and machine compaction of soil, sand, and the excavated material.
|  |  | G103006 | SOIL STABILIZATION | Volume of soil to stabilize |  | CY | Need information about type of stabilization material used
This is stabilization of the soil-in-place by the addition of lime or cement.
|  |  | G103007 | SLOPE STABILIZATION | Area of slope |  | SY | Need information about quantity and size of different items
This is stabilization of the soil-in-place through the use of rip rap, gabions, slope paving, or other forms of soil armoring.
|  |  | G103008 | SOIL TREATMENT | Area of soil to treat |  | SY | Need information about quantity and size of different items to be demoed
Treatment of soil prior to final construction for insect protection or other purposes.
|  |  | G103009 | SHORING | Area requiring shoring |  | SF | Need information about the type of shoring materrual used
Shoring is the temporary support for existing structures or excavation during construction.
|  |  | G103010 | TEMPORARY DEWATERING | Area to dewater |  | SY
This is the dewatering of the site by wellpoints to lower the groundwater table. This will facilitate excavation in areas with high water tables.
|  |  | G103011 | TEMPORARY EROSION & SEDIMENT CONTROL | Area to be protected |  | SF
Interim measures to minimize erosion during construction.
|  |  | G103090 | OTHER SITE EARTHWORK |  |  | XX
Site earthwork not described by the assembly categories listed above.
| G20 SITE IMPROVEMENTS | [5 empty] | LS
This includes improvements such as parking lots, sidewalks, roadways, fencing, retaining walls, and landscaping.
|  | G2010 | ROADWAYS |  | Area of roadway |  | SY | Pavement description
This subsystem includes options for access, arterial, or interstate roadways. A variety of pavement types and thickness are available.
|  |  |  | Should includes cost for bases, subbases, curb & gutters or area drains with grates, paving surface, painting of parking stalls, signages, Guardrails, barriers, parking stops and resurfacing if required |  |  |  | Suggesting to separate the items eg. Curb & gutter, barriers, resurfacing etc.
|  | G2020 | PARKING LOTS |  | Number of spaces |  | EA | Pavement description
These are the areas required of vehicles parking and include different surfaces and drainage options.
|  |  |  | Should includes cost for bases, subbases, curb & gutters or area drains with grates, paving surface, painting of parking stalls, signages, Guardrails, barriers, parking stops and resurfacing if required | Area of parking lots |  | SY | Suggesting to separate the items eg. Curb & gutter, barriers, resurfacing etc.
|  | G2030 | PEDESTRIAN PAVING |  | Area of pavement |  | SY
This subsystem includes options for sidewalks and other small paved areas.
|  |  | G203001 | PAVING - TYPE 1 | Area of pavement |  | SY
|  |  | G203002 | PAVING - TYPE 2 | Area of pavement |  | SY
|  | G2040 | SITE DEVELOPMENT |  | Each Structure |  | EA
Included are assemblies for on-site construction of fences, retaining walls, playing fields, fountains, and other site improvements.
|  |  | G204001 | FENCING & GATES | Length of fence |  | LF
This includes installation or construction of security, boundary, or barbed wire fencing and all required gates.
|  |  | G204002 | RETAINING WALLS AND FREESTANDING WALLS | Area of wall |  | SY
These are structures used to prevent the flow or lateral movement of soil. Assemblies exist for cast-in-place concrete retaining walls.
|  |  | G204003 | EXTERIOR FURNISHINGS | Number of furnishings |  | EA
This includes the addition of such exterior furnishings as benches, planters, etc.
|  |  | G204004 | SECURITY STRUCTURES | Number of security structures |  | EA
This includes the construction or addition of security structures such as guard houses.
|  |  | G204005 | SIGNAGE | Number of signs |  | EA
Signs displayed to convey direction or information such as building function or tenant except for signs included in G201004 and G202004.
|  |  | G204006 | FOUNTAINS & POOLS | Number of fountains or pools |  | EA | Need specifications and size in the notes sections
This includes assemblies for swimming pools and decorative fountains.
|  |  | G204007 | PLAYING FIELDS | Number of playing fields |  | EA | Need specifications and size in the notes sections
Playing fields such as baseball or tennis courts as well as back stops, bleachers, and other playing field requirements are included.
|  |  | G204008 | TERRACE AND PERIMETER WALLS | Area of wall |  | SY
|  |  | G204009 | FLAGPOLES | Number of flagpoles |  | EA
|  |  | G204090 | OTHER SITE IMPROVEMENTS |  |  | XX
This includes any other miscellaneous structures, such as a car wash, banking system, and theatre equipment located on the site.
|  | G2050 | LANDSCAPING |  | Area to be landscaped |  | SY
Assemblies are included that improve the appearance of the site by planting, seeding, and sodding.
|  |  | G205001 | FINE GRADING & SOIL PREPARATION | Area of site |  | SY
Fine grading of the site by hand or machine is required to prepare the soil for planting, seeding, or sodding.
|  |  | G205002 | EROSION CONTROL MEASURES | Area of erosion |  | SY
Soil erosion or deterioration due to wind, rain or other factors can be controlled or remedied in different ways. This includes slope protection by planting or vegetation or grass and/or placement of manmade geotextiles.
|  |  | G205003 | TOPSOIL & PLANTING BEDS | Area of planting bed |  | SY
Topsoil is placed to provide the nutritious soil bed which is required for plants or grass to grow.
|  |  | G205004 | SEEDING, SPRIGGING AND SODDING | Area of site |  | SY
This includes the seeding, sodding, fertilizing, watering, and mowing for the grass required on site.
|  |  | G205005 | PLANTINGS | Number of plants |  | EA
This includes the planting of trees, shrubs, and other vegetation for site beautification or improvement.
|  |  | G205006 | PLANTERS | Number of planters |  | EA
Planters are exterior decorative containers that contain plants or trees.
|  |  | G205007 | IRRIGATION SYSTEMS | Area of site to be watered |  | SY
This includes the installation of underground irrigation systems required for watering of trees, shrubs, and grass or other vegetation.
|  |  | G205090 | OTHER LANDSCAPING |  |  | XX
Landscaping not described by the assembly categories listed above.
| G30 SITE CIVIL/MECHANICAL UTILITIES |  |  |  | Each utility |  | EA
Site mechanical utilities includes water supply, sanitary sewer, storm sewer, heating distribution, cooling distribution, fuel distribution, and other site mechanical utilities, such as industrial waste systems.
|  | G3010 | WATER SUPPLY |  | Length of system |  | LF
This includes installation or construction of water distribution systems and facilities.
|  |  | G301001 | WELL SYSTEMS | Each system |  | EA
This includes all the components necessary to install a well, including drilling, installing casings, pumps, valves, etc.
|  |  | G301002 | POTABLE WATER DISTRIBUTION | Length of system |  | LF | Need to specify pipe size, length and material type. # of hydrants and valves included
This includes construction and installation of underground piping, valve boxes, and valves.
|  |  | G301003 | POTABLE WATER STORAGE | Amount stored |  | GAL
This includes construction and installation of tanks, both at grade and elevated.
|  |  | G301004 | FIRE PROTECTION WATER DISTRIBUTION | Length of system |  | LF | Need to specify pipe size, length and material type. # of hydrants and valves included
This includes construction and installation of dedicated water piping for fire protection system only. This does not include potable water distribution systems that are used as a water source for fire protection systems.
|  |  | G301005 | FIRE PROTECTION WATER STORAGE | Amount stored |  | GAL
This includes tanks on grade and elevated for storage of water for fire protection only.
|  |  | G301006 | NON-POTABLE WATER DISTRIBUTION | Length of system |  | LF
This includes construction and installation of water distribution system not for consumption, such as irrigation or hydro-electric power generation and from reservoirs to treatment facilities.
|  |  | G301007 | PUMPING STATIONS | Operating capacity |  | GPM
This includes construction and installation of pumps, valves, and piping.
|  |  | G301008 | PACKAGED WATER TREATMENT PLANTS | Operating capacity |  | GPD
This includes installation of completely assembled water treatment plants.
|  |  | G301090 | OTHER WATER SUPPLY |  |  | XX
Water supply not described by the assembly categories listed above.
|  | G3020 | SANITARY SEWER |  | Length of system |  | LF
This includes all assemblies necessary for sewage collection systems.
|  |  | G302001 | SANITARY SEWER PIPING | Length of piping |  | LF
This includes installation of piping for collection of sewage.
|  |  | G302002 | SANITARY SEWER MANHOLES & CLEANOUTS | Each manhole or cleanout |  | EA
This includes construction and installation of manholes and cleanouts in sewage collection systems.
|  |  | G302003 | LIFT STATIONS AND PUMPING STATIONS | Operating capacity |  | GPM
This includes construction and installation of piping and equipment in lift stations.
|  | G3030 | STORM SEWER |  | Length of system |  | LF
This includes construction of storm water collection systems.
|  |  | G303001 | STORM SEWER PIPING | Length of piping |  | LF
This includes installation of piping for collection of storm water.
|  |  | G303002 | STORM SEWER STRUCTURES | Each manhole or cleanout |  | EA
This includes construction and installation of manholes for storm water collection systems.
|  |  | G303003 | LIFT STATIONS | Operating capacity |  | GPM
This includes construction of lift stations including piping, pumps, and controls.
|  |  | G303004 | CULVERTS | Length of culvert |  | LF
This includes construction and installation of culverts for storm water systems.
|  |  | G303005 | HEADWALLS | Each structure |  | EA
This includes construction of headwalls and installation of catch basins for storm water systems.
|  | G3040 | HEATING DISTRIBUTION |  | Length of system |  | LF
This includes overhead and underground hot water, steam, and condensate piping.
|  |  | G304003 | UNDERGROUND HOT WATER SYSTEMS | Length of system |  | LF | Need to specify pipe size, length, material type and # of valves included
This includes installation of underground hot water supply and return piping.
|  |  | G304004 | UNDERGROUND STEAM DISTRIBUTION SYSTEMS | Length of system |  | LF | Need to specify pipe size, length, material type and # of valves included
This includes installation of underground steam supply and condensate return piping.
|  |  | G304005 | REINFORCED CONCRETE MANHOLES & VALVE BOXES | Each structure |  | EA
This includes installation of prefabricated trench boxes for shoring during installation of piping.
|  |  | G304006 | PUMPING STATIONS | Each pumping station |  | EA
|  |  | G304090 | OTHER HEATING DISTRIBUTION |  |  | XX
Heating distribution not described by the assembly categories listed above.
|  | G3050 | COOLING DISTRIBUTION |  | Length of system |  | LF
This includes construction and installation of chilled water distribution systems.
|  |  | G305001 | OVERHEAD COOLING SYSTEMS | Length of system |  | LF | Need to specify pipe size, length, material type and # of valves included
This includes installation of overhead chilled water supply and return piping.
|  |  | G305002 | UNDERGROUND COOLING SYSTEMS | Length of system |  | LF | Need to specify pipe size, length, material type and # of valves included
This includes installation of underground chilled water supply and return piping.
|  |  | G305003 | TRENCHBOXES | Length of trench |  | LF
This includes installation of prefabricated trench boxes for shoring during installation of piping.
|  |  | G305004 | WELLS FOR COOLING | Each well |  | EA
|  |  | G305005 | WELLS FOR COOLING | Each pumping station |  | EA
|  |  | G305006 | ON-SITE COOLING TOWERS | Each cooling tower |  | EA
|  |  | G305090 | OTHER COOLING DISTRIBUTION |  |  | XX
Cooling distribution not described by the assembly categories listed above.
| G40 SITE ELECTRICAL UTILITIES |  |  |  | Systems total |  | EA
This system includes exterior electrical systems and equipment including substations, overhead and underground distribution systems, metering systems and equipment, exterior lighting, lightning protection systems, communication and alarm systems, and cathodic protection.
|  | G4010 | ELECTRICAL DISTRIBUTION |  | Total rated capacity |  | KVA
Electrical distribution includes the following: substations; transformers; switches, controls and devices; overhead electric conductors; towers, poles, crossarms and insulators; underground electric conductors; ductbanks, manholes, handholes and raceways; grounding systems; and metering.
|  |  | G401001 | SUBSTATIONS | Total rated capacity |  | KVA
This system includes substation equipment and materials required from the primary power source.
|  |  | G401002 | TRANSFORMERS | Total rated capacity |  | KVA
Electrical power transformers used in conjunction with electrical substations. May include pole/tower or pad-mounted transformers located outside the building.
|  |  | G401003 | SWITCHES, CONTROLS & DEVICES | Number of separate components |  | EA
Includes all components of switchgear, voltage regulators and busbars used with electrical substations.
|  |  | G401004 | OVERHEAD ELECTRIC CONDUCTORS | Length of conductor |  | LF
Includes conductors used in conjunction with substations.
|  |  | G401005 | TOWERS, POLES, CROSSARMS & INSULATORS | Number of towers and poles |  | EA
Towers, poles, crossarms, and insulators used in conjunction with substations.
|  |  | G401006 | UNDERGROUND ELECTRIC CONDUCTORS | Length of conductor |  | LF
Includes conductors used in conjunction with substations.
|  |  | G401007 | DUCTBANKS, MANHOLES, HANDHOLES & RACEWAYS | Number of ductbanks and access points |  | EA
Components used in conjunction with electrical substations.
|  |  | G401008 | GROUNDING SYSTEMS | Number of systems |  | EA
Grounding systems used in conjunction with substations. Grounding systems for buildings, power distribution, and other electrical systems and subsystems are included with those other systems.
|  |  | G401009 | METERING | Number of meters |  | EA
Includes components used in conjunction with exterior electrical distribution.
|  |  | G401010 | CATHODIC PROTECTION | Each system |  | EA
Includes a system used in conjunction with exterior electrical distribution for corrosion control.
|  |  | G401011 | EQUIPMENT REQUIREMENTS FOR COASTAL AND HIGH HUMIDITY AREAXX
|  |  | G401090 | OTHER ELECTRIC TRANSMISSION & DISTRIBUTION |  |  | XX
Substations not described by the assembly categories listed above.
|  | G4020 | SITE LIGHTING |  | Length of distribution |  | LF
Exterior electrical lighting systems including conductors, switches, controls and other devices, supporting structures, grounding systems, and all other equipment required to support a lighting system.
|  |  | G402001 | EXTERIOR LIGHTING FIXTURES & CONTROLS | Number of fixtures |  | EA
Includes fixtures, controls, and all components used in conjunction with exterior lighting.
|  |  | G402002 | SPECIAL SECURITY LIGHTING SYSTEMS | Number of systems |  | EA
Includes all components used for special security lighting.
|  |  | G402003 | OTHER AREA LIGHTING | Number of fixtures |  | EA
Includes components and equipment used for area lighting.
|  |  | G402004 | LIGHTING POLES | Number of towers and poles |  | EA
Poles used to support lighting fixtures and support equipment.
|  |  | G402005 | UNDERGROUND ELECTRIC CONDUCTORS | Length of conductor |  | LF
Includes conductors for underground electrical distribution to lighting systems.
|  |  | G402006 | DUCTBANKS, MANHOLES & HANDHOLES | points |  | EA
Includes all components used in conjunction with exterior lighting.
|  |  | G402007 | GROUNDING SYSTEMS | Number of systems |  | EA
Grounding systems used in conjunction with exterior lighting.
|  | G4030 | SITE COMMUNICATION AND SECURITY |  | Length of distribution |  | LF
This system includes cables, ductbanks, manholes, and all other equipment required to support exterior communication and alarm systems.
|  |  | G403001 | TELECOMMUNICATIONS SYSTEMS | Length of distribution |  | LF
Includes all components, cables, and equipment used in conjunction with exterior telephone systems.
|  |  | G403002 | CABLE TV SYSTEMS (CATV) | Length of distribution |  | LF
Includes all components, cables, and equipment used in conjunction with exterior cable TV systems.
|  |  | G403003 | CABLES & WIRING | Length of conductor |  | LF
Includes cables, wiring, and equipment used in conjunction with exterior security systems.
|  |  | G403004 | DUCTBANKS, MANHOLES & HANDHOLES | Number of ductbanks and access points |  | EA
Includes ductbank, manholes, and handholes used in conjunction with exterior security
|  |  | G403005 | TOWERS, POLES & STANDS | Number of towers, poles and stands |  | EA
Includes towers, poles, stands, and equipment used in conjunction with exterior security systems.
|  |  | G403006 | TV CAMERAS & MONITORS | Number of cameras and monitors |  | EA
Includes cameras, monitors, and components used in conjunction with exterior security systems.
|  |  | G403007 | ELECTRONIC SECURITY SYSTEMS (ESS) | Number of systems |  | EA
Includes components and systems used in conjunction with exterior security systems.
|  |  | G403008 | OTHER COMMUNICATION & ALARM |  |  | XX
Includes all components, cables, and equipment used in conjunction with other special communication and alarm systems not defined above.
|  |  | G403009 | GROUNDING SYSTEMS | Number of systems |  | EA
Includes grounding systems used in conjunction with exterior security systems.
|  |  | G403090 | OTHER SECURITY SYSTEMS |  |  | XX
Includes all components and equipment used in conjunction with special security systems not defined above.
|  | G4090 | OTHER SITE ELECTRICAL UTILITIES |  | Length of conductor |  | LF
This system includes alternate energy sources. This system also includes sacrificial anodes, induced current conductors, and components used in conjunction with cathodic protection.
|  |  | G409001 | SACRIFICIAL ANODE CATHODIC PROTECTION SYSTEM | Number of anodes |  | EA
Includes all components required in conjunction with sacrificial anode system.
|  |  | G409002 | INDUCED CURRENT CATHODIC PROTECTION SYSTEM | Length of conductor |  | LF
Includes conductors and termination required for cathodic protection.
|  |  | G409090 | OTHER CATHODIC PROTECTION |  |  | XX
Includes components and equipment used in conjunction with other cathodic protection systems not defined above.
| G90 OTHER SITE CONSTRUCTION | [5 empty] | LS
Other site construction includes service and pedestrian tunnels, bridges, railroad spurs, and snow melting systems.